## Export
PROGRAM NAME | SCE Total Roll-up E3 Calculator - No Carbon Adder - Compliance Scenario
BUDGET
Administrative Costs
Overhead and G&A | 91754169.4871
Other Administrative Costs | 87979911.7846
Marketing/Outreach | 106174686.5049
Incentives and Rebates
d.i. User Input Incentive | 19252311.5606
d.ii. Rebate | 412182761.0929
d.iii. Direct Install Labor | 68307959.3454
d.iv. Direct Install Materials | 62100080.4039
d.v. Upstream payments | 111355539.4194
Activity | 284137420.4956
Installation | 0
Hardware & Materials | 0
Rebate Processing & Inspection | 10774159.6915
EM&V Costs | 89660000
Budget | 1343678999.7858
Costs recovered from other sources | 0
Budget (plus other costs) | 1343678999.7858
PROGRAM IMPACTS
Program Reductions for Measures installed through 2011
User Entered kW (kW) | 676410.3373
Net Jul-Sept Peak (kW) | 680556.001
Net Dec-Feb Peak (kW) | 430084.9071
Net NCP (kW) | 815945.192
Net CEC (kW) | 717514.4669
Annual Net kWh | 3306518280.5612
Lifecycle Net kWh | 37251294880.8546
Annual Net Therms | -38879881.1262
Lifecycle Net Therms | -397709905.7521
Program Reductions for Measures installed through 2015
User Entered kW (kW) | 711445.3455
Net Jul-Sept Peak (kW) | 714415.5395
Net Dec-Feb Peak (kW) | 455365.6148
Net NCP (kW) | 1046307.8605
Net CEC (kW) | 751877.7821
Annual Net kWh | 3464874571.8299
Lifecycle Net kWh | 39490946702.2417
Annual Net Therms | -41208099.8686
Lifecycle Net Therms | -430559101.3776
Cost Effectiveness for all measures installed through 2015
TRC
Costs | 2063288202.9995
Electric Benefits | 2813013475.4889
Gas Benefits | -225081801.2751
Net Benefits (NPV) | 524643471.2143
BC Ratio | 1.2543
PAC
Costs | 1248462538.7925
Electric Benefits | 2813013475.4889
Gas Benefits | -225081801.2751
Net Benefits (NPV) | 1339469135.4212
BC Ratio | 2.0729
Levelized Cost
Levelized Cost TRC ($/kWh )
Discounted kWh | 21372292286.2758
Cost | 0.1046
Benefits | 0.13162
Benefit-Cost | 0.027021
Levelized Cost PAC ($/kWh)
Discounted kWh | 21372292286.2758
Cost | 0.064485
Benefits | 0.13162
Benefit-Cost | 0.067134
Levelized Cost TRC ($/therm)
Discounted Therms | -242124421.3851
Cost | 0.79084
Benefits | 0.92961
Benefit-Cost | 0.13878
Levelized Cost PAC ($/therm)
Discounted Therms | -242124421.3851
Cost | 0.53583
Benefits | 0.92961
Benefit-Cost | 0.39378
Emission Annual Reductions (2009-2011)
Electric Annual CO2 (tons) - 2009 | 519277.8492
2010 | 700820.8629
2011 | 680646.0342
Electric Lifecycle CO2 (tons) - 2009 | 5779239.4184
2010 | 8136383.8259
2011 | 7579567.4706
Electric Annual NOX (tons) - 2009 | 70.1871
2010 | 95.3545
2011 | 92.4381
Electric Lifecycle NOX (tons) - 2009 | 782.9504
2010 | 1111.0456
2011 | 1032.1685
Electric Annual SO2 (lbs) - 2009
2010
2011
Electric Lifecycle SO2 (lbs) - 2009
2010
2011
Gas Annual CO2 (tons) - 2009 | -64597.0286
2010 | -81284.5659
2011 | -81565.7101
Gas Lifecycle CO2 (tons) - 2009 | -655002.4007
2010 | -827080.8845
2011 | -844519.6635
Gas Annual NOX (tons) - 2009 | -52.4865
2010 | -66.1565
2011 | -66.5528
Gas Lifecycle NOX (tons) - 2009 | -537.0994
2010 | -679.0928
2011 | -694.7047
Gas Annual SO2 (lbs) - 2009
2010
2011
Gas Lifecycle SO2 (lbs) - 2009
2010
2011
Data below not currently used in Energy Division workbook
Levelized Cost RIM ($/therm)
Discounted Therms | -242124421.3851
Cost | 1.6387
Benefits | 0.92961
Benefit-Cost | -0.7091
Levelized Cost RIM ($/kWh)
Discounted kWh | 21372292286.2758
Cost | 0.23202
Benefits | 0.13162
Benefit-Cost | -0.7091
RIM
Costs | 4561969627.9711
Electric Benefits | 2813013475.4889
Gas Benefits | -225081801.2751
Net Benefits (NPV) | -1974037953.7573
BC Ratio | 0.56728
Impacts for all programs installed through 2015
Net July-Sept Peak (kW)
Clothes Dryer | 0
Clothes Washer | 285.485
Consumer Electronics | 0
Cooking | 0
Dishwasher | 0
Net Dec-Feb Pk (kW)
Clothes Dryer | 0
Clothes Washer | 388.495
Consumer Electronics | 0
Cooking | 0
Dishwasher | 0
Net CEC (kW)
Clothes Dryer | 0
Clothes Washer | 127.1409
Consumer Electronics | 0
Cooking | 0
Dishwasher | 0
Annual Net kWh
Clothes Dryer | 0
Clothes Washer | 585902.7752
Consumer Electronics | 0
Cooking | 0
Dishwasher | 0
Lifecycle Net kWh
Clothes Dryer | 0
Clothes Washer | 6595209.6894
Consumer Electronics | 0
Cooking | 0
Dishwasher | 0
Annual Net Therms
Clothes Dryer | 0
Clothes Washer | -15880.0348
Consumer Electronics | 0
Cooking | 0
Dishwasher | 0
Lifecycle Net Therms
Clothes Dryer | 0
Clothes Washer | -178636.9745
Consumer Electronics | 0
Cooking | 0
Dishwasher | 0

## Output by Measure
Southern California Edison
SCE Total Roll-up E3 Calculator - No Carbon Adder - Compliance Scenario
SCE | [8 empty] | Levelized Benefits less Costs (TRC) |  |  |  | Levelized Benefits less Costs (PAC) |  |  |  | Benefit Cost Ratios
Net Impacts by Measure | [8 empty] | No Allocated Admin |  | w/ Allocated Admin |  | No Allocated Admin |  | w/ Allocated Admin |  | No Allocated Admin |  | w/ Allocated Admin
| Net Avg Jul-Sep (kW) | Net Dec-Feb Pk (kW) | Net CEC (kW) | Net User Entered kW | Annual kWh adj for Net to gross | Lifecycle kWh (Annual * Measure Life) | Annual Therms | Lifecycle Therms | Electric ($/kWh) | Gas ($/Th) | Electric ($/kWh) | Gas ($/Th) | Electric ($/kWh) | Gas ($/Th) | Electric ($/kWh) | Gas ($/Th) | TRC | PAC | TRC | PAC
Total or Average | 714415.5395 | 455365.6148 | 751877.7821 | 711445.3455 | 3464874571.8299 | 39490946702.2417 | -41208099.8686 | -430559101.3776 | 0.061121 | 0.37962 | 0.027021 | 0.13878 | 0.10221 | 0.64154 | 0.067134 | 0.39378
RESIDENTIAL | 0 | 0 | 0 | 0 | 0 | 0 | 0 | 0 | 0 | 0 | 0 | 0 | 0 | 0 | 0 | 0 | 0 | 0 | 0 | 0
DEEMED MEASURES | 0 | 0 | 0 | 0 | 0 | 0 | 0 | 0 | 0 | 0 | 0 | 0 | 0 | 0 | 0 | 0 | 0 | 0 | 0 | 0
Appliances | 0 | 0 | 0 | 0 | 0 | 0 | 0 | 0 | 0 | 0 | 0 | 0 | 0 | 0 | 0 | 0 | 0 | 0 | 0 | 0
Laundry & Kitchen | 43.5401 | 59.2504 | 18.439 | 43.5401 | 84972.2357 | 934694.5925 | -2691.3956 | -29605.352 | -2.2268 | -16.6405 | -2.262 | -16.9032 | -0.041894 | -0.31307 | -0.078057 | -0.58331 | 0.057434 | 0.76409 | 0.056592 | 0.63481
Refrigerators | 4055.014 | 2305.2761 | 4642.5284 | 4681.384 | 21394140.2811 | 299517963.9353 | -591509.4014 | -8281131.6191 | -0.00046429 | -0.0040242 | -0.031941 | -0.27685 | 0.066772 | 0.57875 | 0.034392 | 0.29809 | 0.99619 | 2.2202 | 0.79183 | 1.3948
Appliances Recycling | 0 | 0 | 0 | 0 | 0 | 0 | 0 | 0 | 0 | 0 | 0 | 0 | 0 | 0 | 0 | 0 | 0 | 0 | 0 | 0
Refrigerators/Freezers | 29590.2206 | 16720.896 | 33864.8846 | 33417.3695 | 156059376 | 764690942.4 | -4539522.0606 | -22243658.0969 | 0.059441 | 0.50337 | 0.028738 | 0.24337 | 0.059441 | 0.50337 | 0.027857 | 0.2359 | 2.0064 | 2.0064 | 1.3201 | 1.3073
Room A/C | 0 | 0 | 0 | 0 | 0 | 0 | 0 | 0 | 0 | 0 | 0 | 0 | 0 | 0 | 0 | 0 | 0 | 0 | 0 | 0
Other | 0 | 0 | 0 | 0 | 0 | 0 | 0 | 0 | 0 | 0 | 0 | 0 | 0 | 0 | 0 | 0 | 0 | 0 | 0 | 0
Residential Audits | 2374.984 | 2369.6662 | 3741.7887 | 6183.1317 | 17243266 | 51729798 | 0 | 0 | 0.035273 | 0 | 0.0040582 | 0 | 0.12048 | 0 | 0.088373 | 0 | 1.414 | 0 | 1.0349 | 3.7521
Consumer Electronics | 0 | 0 | 0 | 0 | 0 | 0 | 0 | 0 | 0 | 0 | 0 | 0 | 0 | 0 | 0 | 0 | 0 | 0 | 0 | 0
Entertainment | 3466.8474 | 3459.0848 | 5462.0202 | 2409.54 | 25170600 | 188779500 | -776815.8807 | -5826119.105 | 0.039547 | 0.32609 | 0.0083073 | 0.0685 | 0.073746 | 0.6081 | 0.04161 | 0.34311 | 1.488 | 2.5747 | 1.074 | 1.5269
Home Office | 269.12 | 268.5174 | 423.9987 | 313.9827 | 1953911.281 | 7229471.7399 | -35277.3931 | -130526.3544 | -0.28721 | -2.418 | -0.31846 | -2.6811 | 0.065492 | 0.55138 | 0.033346 | 0.28074 | 0.29575 | 2.1881 | 0.2747 | 1.3821
Other | 0 | 0 | 0 | 0 | 0 | 0 | 0 | 0 | 0 | 0 | 0 | 0 | 0 | 0 | 0 | 0 | 0 | 0 | 0 | 0
Water Heating | 0 | 0 | 0 | 0 | 0 | 0 | 0 | 0 | 0 | 0 | 0 | 0 | 0 | 0 | 0 | 0 | 0 | 0 | 0 | 0
Efficiency | 3.6461 | 6.2137 | 3.5968 | 3.6461 | 16574.9536 | 215474.3971 | 0 | 0 | 0.028074 | 0 | -0.0021873 | 0 | 0.07732 | 0 | 0.046191 | 0 | 1.3164 | 2.9584 | 0.98162 | 1.6542
Use Reduction | 90.3113 | 153.9108 | 89.0798 | 90.3113 | 410505.8384 | 4105058.3843 | 0 | 0 | 0.10749 | 0 | 0.077735 | 0 | 0.10749 | 0 | 0.07688 | 0 | 15.5889 | 15.5889 | 3.0938 | 3.0242
Pool Pump | 1613.7732 | 1613.7732 | 1684.9662 | 1613.7732 | 7764821 | 77648210 | 0 | 0 | -0.043952 | 0 | -0.079291 | 0 | 0.075046 | 0 | 0.038692 | 0 | 0.75631 | 2.2231 | 0.63239 | 1.396
Residential Other | 460.4591 | 41.9018 | 119.3362 | 460.4591 | 549936.6016 | 9843865.1687 | 0 | 0 | -0.50671 | 0 | -0.55242 | 0 | -0.014122 | 0 | -0.061149 | 0 | 0.25829 | 0.9259 | 0.24209 | 0.74264
HVAC | 0 | 0 | 0 | 0 | 0 | 0 | 0 | 0 | 0 | 0 | 0 | 0 | 0 | 0 | 0 | 0 | 0 | 0 | 0 | 0
New Room AC | 21821.5838 | 172.626 | 5881.8928 | 15746.9407 | 27105496.82 | 243949471.38 | -77354.8181 | -696193.3633 | -0.0081151 | -0.047413 | -0.052529 | -0.30691 | 0.12266 | 0.71663 | 0.076966 | 0.44968 | 0.9548 | 3.5147 | 0.76545 | 1.8148
New Package, Split System AC, etc. | 3637.5767 | 28.7761 | 980.4896 | 2565.9813 | 4518385.3488 | 67775780.2316 | -11749.8893 | -176248.339 | -0.030489 | -0.18666 | -0.07642 | -0.46786 | 0.069101 | 0.42305 | 0.021852 | 0.13378 | 0.85326 | 1.6387 | 0.69878 | 1.1406
Repair & Maintenance | 22408.2928 | 722.2552 | 6348.0125 | 27851.7633 | 29253513.5968 | 228177406.0547 | 1938727.7791 | 15122076.6767 | 0.14148 | 0.77126 | 0.094171 | 0.51337 | 0.14174 | 0.77272 | 0.09308 | 0.50743 | 4.441 | 4.4701 | 2.065 | 2.0399
HVAC Ducts | 2756.9455 | 112.1889 | 782.2752 | 3636.8273 | 3604954.65 | 64168192.77 | 126646.9774 | 2254316.1976 | 0.096346 | 0.62744 | 0.049366 | 0.32149 | 0.11908 | 0.77547 | 0.070748 | 0.46074 | 2.1336 | 2.9126 | 1.3741 | 1.6397
HVAC Envelope | 6.2407 | 0.56791 | 3.2727 | 6.2407 | 15081.3884 | 301627.7685 | 171379.8171 | 3427596.3412 | 0.15337 | 1.2098 | 0.11276 | 0.88949 | 0.15485 | 1.2215 | 0.11308 | 0.89197 | 46.6108 | 83.2892 | 3.5646 | 3.5903
HVAC Install - Operation | 0 | 0 | 0 | 0 | 0 | 0 | 0 | 0 | 0 | 0 | 0 | 0 | 0 | 0 | 0 | 0 | 0 | 0 | 0 | 0
HVAC Controls | 0 | 0 | 0 | 0 | 0 | 0 | 0 | 0 | 0 | 0 | 0 | 0 | 0 | 0 | 0 | 0 | 0 | 0 | 0 | 0
New Evap Coolers & Whole House Fans | 3297.7067 | 26.0875 | 888.8794 | 4596.5373 | 4096218.6555 | 63081767.2953 | -8215.1838 | -126513.8311 | 0.012487 | 0.076916 | -0.033499 | -0.20635 | 0.13489 | 0.83088 | 0.087582 | 0.53949 | 1.0757 | 4.1659 | 0.84123 | 1.9741
Lighting | 0 | 0 | 0 | 0 | 0 | 0 | 0 | 0 | 0 | 0 | 0 | 0 | 0 | 0 | 0 | 0 | 0 | 0 | 0 | 0
Screw-in CFL Interior (Downstream) | 5.2394 | 5.2277 | 8.2547 | 6.8275 | 38040.2796 | 251065.8455 | -893.6882 | -5898.342 | -0.060928 | -0.50357 | -0.092142 | -0.76155 | -0.060928 | -0.50357 | -0.093038 | -0.76896 | 0.66414 | 0.66414 | 0.56664 | 0.56426
Screw-in CFL Interior (Upstream - Traditional) | 39749.3502 | 39660.3475 | 62625.1252 | 49088.598 | 288595046.8374 | 1904727309.1271 | -8149794.0687 | -53788640.8535 | 0.095593 | 0.7881 | 0.064356 | 0.53058 | 0.099087 | 0.81691 | 0.066953 | 0.55199 | 4.8276 | 5.6128 | 2.1449 | 2.2488
Screw-in CFL Interior (Upstream - Specialty) | 11347.9611 | 11322.5519 | 17878.7195 | 13993.8286 | 82390412.5016 | 543776722.5107 | -2826945.5379 | -18657840.5499 | -0.00099386 | -0.0081881 | -0.032236 | -0.26558 | 0.080133 | 0.66019 | 0.047993 | 0.3954 | 0.99183 | 2.9807 | 0.78907 | 1.6611
Screw-in CFL Interior (Direct Install) | 1742.0327 | 1738.1322 | 2744.5736 | 2117.3215 | 12647804.8097 | 83475511.7437 | -223573.0561 | -1475582.17 | 0.089478 | 0.73752 | 0.058239 | 0.48003 | 0.089478 | 0.73752 | 0.057342 | 0.47264 | 3.8771 | 3.8771 | 1.9342 | 1.9068
Screw-in CFL Interior (Midstream) | 1444.7099 | 1441.475 | 2276.1413 | 1782.3583 | 10489130.2981 | 69228259.9674 | -223535.0818 | -1475331.5398 | 0.047607 | 0.3925 | 0.016369 | 0.13496 | 0.080402 | 0.66287 | 0.048267 | 0.39793 | 1.6525 | 3.0015 | 1.1571 | 1.6675
Screw-in CFL Interior (Giveaway) | 476.3103 | 475.2438 | 750.4272 | 587.5426 | 3458189.693 | 22824051.9735 | -66521.0221 | -439038.7461 | 0.096847 | 0.7984 | 0.065609 | 0.54088 | 0.097721 | 0.80561 | 0.065587 | 0.5407 | 5.0824 | 5.2768 | 2.1938 | 2.1929
CFL Fixture Interior (Midstream) | 5107.3113 | 5095.8755 | 8046.572 | 6296.7643 | 37080976.9145 | 593295630.6317 | -529766.4909 | -8476263.8544 | -0.0015934 | -0.014213 | -0.034003 | -0.30331 | 0.023927 | 0.21343 | -0.009413 | -0.083964 | 0.98742 | 1.2365 | 0.78628 | 0.93002
CFL Fixture Interior (Upstream) | 8019.7085 | 8001.7516 | 12635.0556 | 3469.7183 | 58226062.8647 | 931617005.8344 | -623623.0983 | -9977969.573 | 0.10369 | 0.92632 | 0.071267 | 0.63665 | 0.1037 | 0.92642 | 0.070348 | 0.62844 | 5.8312 | 5.8344 | 2.3225 | 2.2835
CFL Fixture Interior (Direct Install) | 234.99 | 234.4638 | 370.2268 | 305.1935 | 1706114.475 | 26444774.3625 | -22002.3501 | -341036.427 | 0.015785 | 0.1387 | -0.016529 | -0.14523 | 0.015785 | 0.1387 | -0.017457 | -0.15339 | 1.1449 | 1.1449 | 0.88299 | 0.87722
CFL Fixture Interior (Giveaway) | 1249.4719 | 1246.6742 | 1968.5437 | 781.2143 | 9071629.7417 | 145146075.8667 | -94689.7128 | -1515035.4054 | 0.079546 | 0.71362 | 0.047067 | 0.42225 | 0.079546 | 0.71362 | 0.046135 | 0.41388 | 2.7362 | 2.7362 | 1.6011 | 1.5823
CFL Exterior | 0 | 0 | 1552.9988 | 0 | 7156676.5758 | 15744688.4668 | 0 | 0 | 0.065076 | 0 | 0.041597 | 0 | 0.074865 | 0 | 0.050711 | 0 | 3.5471 | 5.7501 | 1.8484 | 2.2705
CFL Fixture Exterior (Midstream) | 0 | 0 | 12111.7718 | 0 | 55814616.486 | 893033863.776 | 0 | 0 | 0.0729 | 0 | 0.048711 | 0 | 0.077042 | 0 | 0.052159 | 0 | 4.5626 | 5.7205 | 2.0909 | 2.2659
CFL Fixture Exterior (Upstream) | 0 | 0 | 13819.3436 | 0 | 63683610.9795 | 1018937775.672 | 0 | 0 | 0.070851 | 0 | 0.046652 | 0 | 0.087713 | 0 | 0.06282 | 0 | 4.1417 | 16.4193 | 1.9979 | 3.0542
CFL Fixture Exterior (Direct Install) | 0 | 0 | 998.3436 | 0 | 4600661.55 | 73610584.8 | 0 | 0 | 0.069414 | 0 | 0.045226 | 0 | 0.069414 | 0 | 0.044531 | 0 | 3.8985 | 3.8985 | 1.9395 | 1.9119
LED Interior | 1943.0207 | 1938.6701 | 3061.2303 | 1803.9116 | 14107051.9183 | 156588276.2932 | -303771.4236 | -3371862.8019 | 0.063403 | 0.53002 | 0.031792 | 0.26577 | 0.097637 | 0.8162 | 0.065117 | 0.54435 | 2.0818 | 5.0052 | 1.3524 | 2.1445
Interior Controls | 446.5289 | 445.529 | 703.5065 | 441.354 | 3241965.45 | 25935723.6 | 0 | 0 | 0.08236 | 0 | 0.051122 | 0 | 0.082444 | 0 | 0.050308 | 0 | 3.1552 | 3.1621 | 1.7361 | 1.716
Interior Exit Signs | 134.7345 | 134.4328 | 212.2743 | 136.1341 | 978222.432 | 15651558.912 | 0 | 0 | 0.094513 | 0 | 0.062103 | 0 | 0.10298 | 0 | 0.069642 | 0 | 4.0904 | 5.6571 | 1.9859 | 2.2559
Linear Flourescents Interior | 919.6671 | 917.6079 | 1448.9361 | 792.5764 | 6677125.0618 | 76119225.705 | -230221.4082 | -2624524.054 | -0.12149 | -1.0164 | -0.15307 | -1.2806 | -0.079006 | -0.66096 | -0.1115 | -0.93277 | 0.50086 | 0.60677 | 0.44333 | 0.5223
Linear Flourescents (parking structures) Exterior | 470.9858 | 469.9312 | 742.0384 | 320.0242 | 3419532.0026 | 51292980.0396 | 0 | 0 | 0.074986 | 0 | 0.04277 | 0 | 0.084141 | 0 | 0.051 | 0 | 2.5191 | 3.0927 | 1.5243 | 1.6953
Other Interior Lighting | 155.9165 | 155.5673 | 245.6465 | 119.8765 | 1132011.426 | 3169631.9927 | 0 | 0 | 0.018094 | 0 | -0.013152 | 0 | 0.094572 | 0 | 0.062429 | 0 | 1.1765 | 4.6332 | 0.90167 | 2.0732
Other Exterior Lighting | 0 | 0 | 624.1583 | 0 | 2876305.5119 | 46020888.1912 | 0 | 0 | -0.0039745 | 0 | -0.028246 | 0 | 0.066094 | 0 | 0.041125 | 0 | 0.9593 | 3.3955 | 0.76834 | 1.7824
Refrigeration | 0 | 0 | 144.5074 | 0 | 665932.5 | 3329662.5 | 0 | 0 | 0.059044 | 0 | 0.031685 | 0 | 0.059044 | 0 | 0.030899 | 0 | 2.2682 | 2.2682 | 1.4287 | 1.4136
CUSTOMIZED MEASURES | 0 | 0 | 0 | 0 | 0 | 0 | 0 | 0 | 0 | 0 | 0 | 0 | 0 | 0 | 0 | 0 | 0 | 0 | 0 | 0
HVAC Equipment | 0 | 0 | 0 | 0 | 0 | 0 | 0 | 0 | 0 | 0 | 0 | 0 | 0 | 0 | 0 | 0 | 0 | 0 | 0 | 0
HVAC Envelope | 1415.0895 | 128.7731 | 309.1671 | 1415.0895 | 1424733.2853 | 21370999.2797 | 100.2642 | 1503.963 | -0.021652 | -0.13036 | -0.068698 | -0.4136 | 0.041856 | 0.252 | -0.0065402 | -0.039376 | 0.89346 | 1.2995 | 0.72552 | 0.96524
Interior Lighting | 42.1189 | 42.0246 | 66.3584 | 38.8814 | 305798.9496 | 2018273.0676 | -6490.3682 | -42836.4298 | -0.028586 | -0.23353 | -0.060125 | -0.49118 | -0.19585 | -1.5999 | -0.22829 | -1.865 | 0.80984 | 0.38332 | 0.66939 | 0.34779
Exterior Lighting | 0 | 0 | 0 | 0 | 0 | 0 | 0 | 0 | 0 | 0 | 0 | 0 | 0 | 0 | 0 | 0 | 0 | 0 | 0 | 0
Whole Building | 8157.7544 | 742.3557 | 1896.4282 | 8157.7544 | 8739300.2815 | 131089504.2226 | -30266.6901 | -454000.3513 | -0.27101 | -1.7611 | -0.31908 | -2.0734 | -0.033873 | -0.22011 | -0.083322 | -0.54144 | 0.40639 | 0.84562 | 0.36768 | 0.69009
Other | 241.9449 | 329.2446 | 108.7019 | 241.9449 | 500930.5395 | 5660515.0969 | -13188.6392 | -149031.6224 | -1.1749 | -8.9704 | -1.2108 | -9.2442 | -0.038714 | -0.29557 | -0.075616 | -0.57731 | 0.10542 | 0.78149 | 0.10262 | 0.64678
NONRESIDENTIAL | 0 | 0 | 0 | 0 | 0 | 0 | 0 | 0 | 0 | 0 | 0 | 0 | 0 | 0 | 0 | 0 | 0 | 0 | 0 | 0
DEEMED MEASURES | 0 | 0 | 0 | 0 | 0 | 0 | 0 | 0 | 0 | 0 | 0 | 0 | 0 | 0 | 0 | 0 | 0 | 0 | 0 | 0
Nonresidential Audits | 14934.0082 | 14722.0874 | 17174.9412 | 14934.0082 | 79147194.54 | 237441583.62 | 0 | 0 | 0.058232 | 0 | 0.02827 | 0 | 0.11565 | 0 | 0.084826 | 0 | 2.0142 | 0 | 1.3235 | 3.7521
Food Service | 3186.6789 | 3141.4583 | 4656.2868 | 3186.6789 | 21457542.95 | 257490515.4 | -604970.4114 | -7259644.9362 | 0.059607 | 0.52717 | 0.029544 | 0.26129 | 0.095473 | 0.84437 | 0.064547 | 0.57085 | 2.0563 | 5.6425 | 1.3416 | 2.2535
Laundry General | 0 | 0 | 0 | 0 | 0 | 0 | 0 | 0 | 0 | 0 | 0 | 0 | 0 | 0 | 0 | 0 | 0 | 0 | 0 | 0
Agricultural | 0 | 0 | 0 | 0 | 0 | 0 | 0 | 0 | 0 | 0 | 0 | 0 | 0 | 0 | 0 | 0 | 0 | 0 | 0 | 0
Greenhouse | 0 | 0 | 0 | 0 | 0 | 0 | 0 | 0 | 0 | 0 | 0 | 0 | 0 | 0 | 0 | 0 | 0 | 0 | 0 | 0
Process | 0 | 0 | 0 | 0 | 0 | 0 | 0 | 0 | 0 | 0 | 0 | 0 | 0 | 0 | 0 | 0 | 0 | 0 | 0 | 0
Pumping | 0 | 0 | 0 | 0 | 0 | 0 | 0 | 0 | 0 | 0 | 0 | 0 | 0 | 0 | 0 | 0 | 0 | 0 | 0 | 0
Municipal Water | 0 | 0 | 0 | 0 | 0 | 0 | 0 | 0 | 0 | 0 | 0 | 0 | 0 | 0 | 0 | 0 | 0 | 0 | 0 | 0
Process | 0 | 0 | 0 | 0 | 0 | 0 | 0 | 0 | 0 | 0 | 0 | 0 | 0 | 0 | 0 | 0 | 0 | 0 | 0 | 0
Pumping | 0 | 0 | 0 | 0 | 0 | 0 | 0 | 0 | 0 | 0 | 0 | 0 | 0 | 0 | 0 | 0 | 0 | 0 | 0 | 0
Refrigeration | 0 | 0 | 0 | 0 | 0 | 0 | 0 | 0 | 0 | 0 | 0 | 0 | 0 | 0 | 0 | 0 | 0 | 0 | 0 | 0
Casework | 3412.8663 | 3173.9656 | 2494.2682 | 3412.8663 | 11494323.5809 | 136782450.6122 | -29444.4381 | -350388.8129 | 0.049776 | 0.34345 | 0.017306 | 0.11941 | 0.10247 | 0.70702 | 0.069065 | 0.47655 | 1.6588 | 5.4823 | 1.1602 | 2.2276
Compressors | 39.0045 | 36.2741 | 37.3698 | 39.0045 | 172210.8398 | 3323669.2087 | 0 | 0 | 0.10465 | 0 | 0.071401 | 0 | 0.11786 | 0 | 0.083653 | 0 | 5.4161 | 12.2335 | 2.2537 | 2.8714
Condenser | 6.9271 | 6.4422 | 5.2471 | 6.9271 | 24180.135 | 362702.025 | 0 | 0 | 0.089916 | 0 | 0.056911 | 0 | 0.11098 | 0 | 0.077028 | 0 | 3.3991 | 7.7611 | 1.8074 | 2.5293
Controls & VSDs | 376.2437 | 349.9066 | 6150.0511 | 376.2437 | 28341249.39 | 303251368.4733 | -579767.7157 | -6203514.5584 | 0.083535 | 0.64384 | 0.054793 | 0.42231 | 0.084403 | 0.65054 | 0.054836 | 0.42265 | 4.0482 | 4.1808 | 1.9759 | 1.9774
Dist to others | 1926.9951 | 1792.1055 | 5471.2656 | 1926.9951 | 25213205.4373 | 201705643.4982 | -227413.9102 | -1819311.2813 | 0.012279 | 0.091033 | -0.017042 | -0.12634 | 0.084777 | 0.6285 | 0.054614 | 0.40489 | 1.1217 | 3.9854 | 0.86913 | 1.9326
Nonresidential Other (Downstream) | 4670.914 | 4492.1343 | 3279.4695 | 4670.914 | 15112762.4759 | 182864425.9582 | 0 | 0 | 0.050455 | 0 | 0.018676 | 0 | 0.10568 | 0 | 0.072993 | 0 | 1.6988 | 7.2253 | 1.1796 | 2.4696
Nonresidential Other (Upstream) | 1842.9656 | 1547.2424 | 1955.4543 | 1010.415 | 9011310 | 36045240 | -82165.5573 | -328662.2293 | -0.023369 | -0.15089 | -0.057707 | -0.3726 | 0.10738 | 0.69336 | 0.07206 | 0.46528 | 0.85011 | 5.269 | 0.69667 | 2.1915
Nonresidential Other (Direct Install) | 1067.8092 | 1067.8092 | 635.4241 | 1067.8092 | 2928221.871 | 29282218.71 | 0 | 0 | 0.1302 | 0 | 0.0942 | 0 | 0.1302 | 0 | 0.093167 | 0 | 15.8948 | 15.8948 | 3.1057 | 3.0355
Nonresidential Other (Pump Tests) | 11653.3596 | 11207.326 | 7602.3929 | 11653.3596 | 35034068.4975 | 385374753.4725 | 0 | 0 | 0.003189 | 0 | -0.028486 | 0 | 0.12226 | 0 | 0.089675 | 0 | 1.0268 | 0 | 0.81103 | 3.7521
HVAC | 0 | 0 | 0 | 0 | 0 | 0 | 0 | 0 | 0 | 0 | 0 | 0 | 0 | 0 | 0 | 0 | 0 | 0 | 0 | 0
Commissioning | 0 | 0 | 0 | 0 | 0 | 0 | 0 | 0 | 0 | 0 | 0 | 0 | 0 | 0 | 0 | 0 | 0 | 0 | 0 | 0
Retrocommissioing | 0 | 0 | 334.1238 | 0 | 1539741 | 12317928 | 0 | 0 | 0.092493 | 0 | 0.057303 | 0 | 0.11934 | 0 | 0.083136 | 0 | 3.1344 | 8.2368 | 1.7297 | 2.5778
New AC Equipment: packaged, split, etc. (Downstream) | 96056.2829 | 17803.4652 | 49349.2146 | 49588.5313 | 227415735.6518 | 3911550653.2109 | -76923.4541 | -1323083.4106 | 0.057084 | 0.31643 | 0.014541 | 0.080605 | 0.14172 | 0.7856 | 0.097958 | 0.543 | 1.5329 | 7.3033 | 1.0972 | 2.4787
New AC Equipment: packaged, split, etc. (Upstream) | 1831.0402 | 339.3725 | 940.7026 | 4673.088 | 4335035.04 | 65025525.6 | -2563.5053 | -38452.5792 | 0.030803 | 0.16997 | -0.011093 | -0.061207 | 0.070599 | 0.38955 | 0.0275 | 0.15174 | 1.2353 | 1.7749 | 0.93581 | 1.2049
New AC Equipment: packaged, split, etc. (Direct Install) | 1422.0257 | 263.5641 | 730.5701 | 1481.1674 | 3366682.6577 | 50500239.8662 | -366.603 | -5499.0447 | 0.12777 | 0.70496 | 0.085919 | 0.47403 | 0.12777 | 0.70496 | 0.084717 | 0.4674 | 4.7826 | 4.7826 | 2.136 | 2.1026
Chillers | 16347.2797 | 2874.1006 | 9693.163 | 20396.5722 | 44668954.0479 | 893379080.9583 | -23.6346 | -472.6921 | 0.079209 | 0.45836 | 0.037776 | 0.2186 | 0.1435 | 0.83039 | 0.10088 | 0.58375 | 1.9813 | 9.7372 | 1.3093 | 2.7084
Controls & VSDs | 4717.0036 | 2928.4261 | 5001.254 | 4717.0036 | 23047253.3812 | 311137920.6456 | 0 | 0 | 0.093625 | 0 | 0.055241 | 0 | 0.11529 | 0 | 0.075808 | 0 | 2.717 | 4.5087 | 1.5946 | 2.0479
Cooling Towers | 0 | 0 | 0 | 0 | 0 | 0 | 0 | 0 | 0 | 0 | 0 | 0 | 0 | 0 | 0 | 0 | 0 | 0 | 0 | 0
RCA (Direct Install) | 3446.5325 | 70.4011 | 1149.8856 | 4207.4747 | 5299011.9891 | 52990119.8912 | -115.1163 | -1151.1631 | -0.028742 | -0.13586 | -0.075325 | -0.35605 | -0.028742 | -0.13586 | -0.076663 | -0.36237 | 0.86218 | 0.86218 | 0.70475 | 0.70108
RCA (Midstream) | 8035.8304 | 164.1451 | 2681.0383 | 9426.7447 | 12355015.3069 | 123550153.0691 | -464.7278 | -4647.2777 | 0.09373 | 0.44277 | 0.047067 | 0.22234 | 0.10761 | 0.50834 | 0.059607 | 0.28158 | 2.0851 | 2.4842 | 1.3538 | 1.4946
Fans | 533.5213 | 331.2225 | 528.4397 | 533.5213 | 2435206 | 32875281 | 0 | 0 | 0.095373 | 0 | 0.056547 | 0 | 0.13455 | 0 | 0.09461 | 0 | 2.7503 | 9.7878 | 1.606 | 2.7123
Ducts | 0 | 0 | 0 | 0 | 0 | 0 | 0 | 0 | 0 | 0 | 0 | 0 | 0 | 0 | 0 | 0 | 0 | 0 | 0 | 0
Other Ventilation | 0 | 0 | 0 | 0 | 0 | 0 | 0 | 0 | 0 | 0 | 0 | 0 | 0 | 0 | 0 | 0 | 0 | 0 | 0 | 0
Economizers | 65.7667 | 40.8295 | 807.4706 | 65.7667 | 3721062.884 | 18977420.7082 | -574674.533 | -2930840.1182 | -1.042 | -6.4079 | -1.0776 | -6.6267 | -0.67123 | -4.1278 | -0.70781 | -4.3528 | 0.1164 | 0.16978 | 0.11299 | 0.16243
Envelope (Downsteam) | 1831.8366 | 1137.2469 | 996.9183 | 1831.8366 | 4594093.7599 | 45940937.5989 | -3411.6455 | -34116.4553 | 0.095965 | 0.52597 | 0.055774 | 0.30569 | 0.13602 | 0.74548 | 0.09467 | 0.51887 | 2.6219 | 8.1148 | 1.5613 | 2.5657
Envelope (Direct Install) | 5961.2989 | 3700.9137 | 4653.2847 | 5961.2989 | 21443708.4611 | 214437084.6107 | -9245.1379 | -92451.3789 | 0.1177 | 0.66966 | 0.079 | 0.44948 | 0.1177 | 0.66966 | 0.077889 | 0.44315 | 4.716 | 4.716 | 2.1226 | 2.0896
HVAC Other (Downstream) | 956.7889 | 593.9969 | 794.3826 | 956.7889 | 3660749.1557 | 31116367.8234 | 0 | 0 | -4.123e-05 | 0 | -0.038343 | 0 | 0.1145 | 0 | 0.075101 | 0 | 0.99972 | 4.4349 | 0.79406 | 2.0325
HVAC Other (Direct Install) | 5537.7458 | 3437.962 | 990.7067 | 5537.7458 | 4565468.6098 | 12783312.1073 | 0 | 0 | -0.067223 | 0 | -0.1152 | 0 | -0.067223 | 0 | -0.11657 | 0 | 0.73366 | 0.73366 | 0.61648 | 0.61366
HVAC Other (Midstream) | 16777.984 | 10416.1645 | 4589.7483 | 16777.984 | 21150914.042 | 63452742.1261 | 0 | 0 | 0.069051 | 0 | 0.025338 | 0 | 0.10888 | 0 | 0.063906 | 0 | 1.6928 | 2.8191 | 1.1767 | 1.6097
Lighting | 0 | 0 | 0 | 0 | 0 | 0 | 0 | 0 | 0 | 0 | 0 | 0 | 0 | 0 | 0 | 0 | 0 | 0 | 0 | 0
Screw-in CFL Interior (Downstream) | 3525.4753 | 2965.1855 | 4260.001 | 3376.1428 | 19631341.2224 | 53004621.3005 | -87847.2745 | -237187.6411 | 0.09838 | 0.67736 | 0.065717 | 0.45247 | 0.11269 | 0.77589 | 0.079091 | 0.54454 | 4.5525 | 9.421 | 2.0888 | 2.6834
Screw-in CFL Interior (Upstream - Traditional) | 30396.2965 | 25565.5342 | 36729.3046 | 35350.5789 | 169259468.4222 | 473926511.5821 | -632770.7544 | -1771758.1124 | 0.1185 | 0.8155 | 0.085838 | 0.59072 | 0.11955 | 0.82276 | 0.085955 | 0.59153 | 16.6547 | 19.3504 | 3.1336 | 3.1427
Screw-in CFL Interior (Upstream - Specialty) | 6237.2073 | 5245.9528 | 7536.717 | 8448.6022 | 34731414.9421 | 97247961.8379 | -219492.7412 | -614579.6753 | 0.077305 | 0.53128 | 0.044626 | 0.3067 | 0.10987 | 0.7551 | 0.076255 | 0.52407 | 2.5832 | 7.7565 | 1.5475 | 2.5288
Screw-in CFL Interior (Direct Install) | 5609.9776 | 4718.4062 | 6778.8053 | 5781.994 | 31238733.9506 | 84344581.6665 | -107288.8211 | -289679.8171 | 0.098915 | 0.6811 | 0.066254 | 0.4562 | 0.098915 | 0.6811 | 0.065316 | 0.44975 | 4.6433 | 4.6433 | 2.1077 | 2.0752
CFL Fixture Interior | 717.9521 | 603.8509 | 867.5361 | 946.4136 | 3997861.9893 | 47574557.6731 | -14123.6072 | -168070.9254 | 0.10681 | 0.72003 | 0.073563 | 0.49591 | 0.11914 | 0.80313 | 0.084935 | 0.57257 | 5.9641 | 13.9643 | 2.3433 | 2.9574
Interior Exit Signs | 1907.4317 | 1601.3643 | 2023.8552 | 1289.4293 | 9326521.4669 | 149224343.4708 | -236375.6439 | -3782010.3025 | 0.10634 | 0.69404 | 0.070614 | 0.46089 | 0.11412 | 0.74484 | 0.07737 | 0.50499 | 4.3709 | 5.8023 | 2.0497 | 2.2786
Linear Flourescents Interior (Downstream) | 32255.7558 | 27079.9809 | 34224.5422 | 38818.8099 | 157716784.443 | 2318436731.3123 | -2338769.7722 | -34379915.651 | 0.06393 | 0.4156 | 0.028469 | 0.18508 | 0.11928 | 0.77541 | 0.082799 | 0.53827 | 1.8765 | 7.7794 | 1.2626 | 2.5312
Linear Flourescents Interior (Direct Install) | 37638.7606 | 31599.226 | 39936.1081 | 35155.6503 | 184037364.3213 | 2723752991.9559 | -1659672.3845 | -24563151.29 | 0.090697 | 0.5897 | 0.055254 | 0.35926 | 0.090697 | 0.5897 | 0.054237 | 0.35264 | 2.9672 | 2.9672 | 1.6776 | 1.6569
HID Interior | 155.5953 | 130.6284 | 165.0923 | 105.5261 | 760794.0209 | 11411910.3137 | -7287.7963 | -109316.9452 | 0.06814 | 0.44374 | 0.03243 | 0.21119 | 0.1176 | 0.76587 | 0.08087 | 0.52664 | 1.9777 | 6.8143 | 1.3077 | 2.4197
LED Interior | 151.9821 | 127.595 | 161.2586 | 131.4339 | 743127.2179 | 11890035.4862 | 0 | 0 | 0.11186 | 0 | 0.076158 | 0 | 0.11186 | 0 | 0.075133 | 0 | 5.3101 | 5.3101 | 2.2351 | 2.1986
Interior Controls (Downstream) | 5205.7005 | 4370.3912 | 5523.4396 | 9214.0353 | 25453638.5863 | 203629108.6904 | -891307.1968 | -7130457.5744 | 0.017787 | 0.11246 | -0.016594 | -0.10492 | 0.11543 | 0.72983 | 0.080065 | 0.50622 | 1.1548 | 7.6837 | 0.88885 | 2.521
Interior Controls (Direct Install) | 311.4731 | 261.494 | 330.4844 | 1255.1948 | 1522969.6879 | 12183757.5035 | -78783.0725 | -630264.5797 | 0.029378 | 0.18581 | -0.0049897 | -0.031559 | 0.029378 | 0.18581 | -0.0059766 | -0.0378 | 1.2845 | 1.2845 | 0.96375 | 0.95689
Interior Day Lighting | 0 | 0 | 0 | 0 | 0 | 0 | 0 | 0 | 0 | 0 | 0 | 0 | 0 | 0 | 0 | 0 | 0 | 0 | 0 | 0
Other Interior Lighting | 2126.2351 | 1785.0583 | 2256.0135 | 2112.9322 | 10396375.7805 | 143469985.7706 | -2829.6381 | -39049.0056 | 0.0953 | 0.61739 | 0.060007 | 0.38875 | 0.1254 | 0.81237 | 0.089089 | 0.57716 | 3.3287 | 12.5799 | 1.7873 | 2.8901
CFL Lamp Exterior | 0 | 0 | 0 | 0 | 0 | 0 | 0 | 0 | 0 | 0 | 0 | 0 | 0 | 0 | 0 | 0 | 0 | 0 | 0 | 0
CFL Fixture Exterior | 0 | 0 | 15.0678 | 0 | 69437.06 | 937400.31 | 0 | 0 | -0.29919 | 0 | -0.32305 | 0 | 0.061454 | 0 | 0.036911 | 0 | 0.23535 | 3.006 | 0.22183 | 1.6689
Other Exterior Lighting | 0 | 0.43149 | 1449.2946 | 0.43149 | 6678776.7942 | 100181651.913 | 0 | 0 | 0.075925 | 0 | 0.05186 | 0 | 0.085353 | 0 | 0.060598 | 0 | 5.4769 | 12.3335 | 2.2642 | 2.8769
Process | 0 | 0 | 0 | 0 | 0 | 0 | 0 | 0 | 0 | 0 | 0 | 0 | 0 | 0 | 0 | 0 | 0 | 0 | 0 | 0
Compressed Air | 761.1784 | 770.7673 | 2494.3967 | 761.1784 | 11494915.7591 | 172423736.3858 | 0 | 0 | 0.070944 | 0 | 0.042269 | 0 | 0.097677 | 0 | 0.068178 | 0 | 2.7853 | 8.5102 | 1.6178 | 2.604
Controls | 0 | 0 | 0 | 0 | 0 | 0 | 0 | 0 | 0 | 0 | 0 | 0 | 0 | 0 | 0 | 0 | 0 | 0 | 0 | 0
VSD | 2284.6023 | 2313.3826 | 3305.698 | 2284.6023 | 15233631.1467 | 162999853.2694 | 0 | 0 | 0.088584 | 0 | 0.05942 | 0 | 0.092847 | 0 | 0.062846 | 0 | 4.6935 | 5.7082 | 2.118 | 2.2639
Oil Well Pump-Off Controllers | 0 | 0 | 0 | 0 | 0 | 0 | 0 | 0 | 0 | 0 | 0 | 0 | 0 | 0 | 0 | 0 | 0 | 0 | 0 | 0
Custom | 1649.3561 | 1670.1339 | 2860.3613 | 1649.3561 | 13181388.2972 | 235946850.52 | 0 | 0 | 0.086573 | 0 | 0.056656 | 0 | 0.10295 | 0 | 0.072169 | 0 | 3.9954 | 9.2166 | 1.9632 | 2.6665
Cooling & Motors | 626.9857 | 389.2474 | 865.4015 | 626.9857 | 3988025.2699 | 59820379.0492 | 0 | 0 | 0.091282 | 0 | 0.052984 | 0 | 0.13657 | 0 | 0.097174 | 0 | 2.6144 | 13.1393 | 1.5587 | 2.9186
Pumps & Vacuum | 837.7219 | 848.2751 | 1549.1097 | 837.7219 | 7138754.3438 | 107081315.1569 | 0 | 0 | 0.08876 | 0 | 0.05939 | 0 | 0.1 | 0 | 0.069786 | 0 | 4.6077 | 8.4832 | 2.1004 | 2.6015
Water Heating | 0 | 0 | 0 | 0 | 0 | 0 | 0 | 0 | 0 | 0 | 0 | 0 | 0 | 0 | 0 | 0 | 0 | 0 | 0 | 0
Efficiency | 110.1 | 110.1 | 66.8879 | 110.1 | 308239 | 3082390 | 0 | 0 | -0.20857 | 0 | -0.24324 | 0 | 0.11117 | 0 | 0.0755 | 0 | 0.39089 | 5.9032 | 0.35494 | 2.294
Use Reduction | 0 | 0 | 0 | 0 | 0 | 0 | 0 | 0 | 0 | 0 | 0 | 0 | 0 | 0 | 0 | 0 | 0 | 0 | 0 | 0
CUSTOMIZED MEASURES | 0 | 0 | 0 | 0 | 0 | 0 | 0 | 0 | 0 | 0 | 0 | 0 | 0 | 0 | 0 | 0 | 0 | 0 | 0 | 0
HVAC | 0 | 0 | 0 | 0 | 0 | 0 | 0 | 0 | 0 | 0 | 0 | 0 | 0 | 0 | 0 | 0 | 0 | 0 | 0 | 0
Chillers | 13488.0685 | 2371.4077 | 7997.7861 | 16299.0199 | 36856157.1617 | 722380680.3693 | -1204207.1322 | -23602459.7903 | 0.025611 | 0.14817 | -0.015729 | -0.090995 | 0.13045 | 0.7547 | 0.087925 | 0.50867 | 1.1912 | 5.4809 | 0.91027 | 2.2273
Controls & VSDs | 4453.9588 | 2765.1217 | 7843.9739 | 4453.9588 | 36147345.296 | 538595444.9104 | -1192954.448 | -17775021.2755 | 0.089772 | 0.54944 | 0.051982 | 0.31815 | 0.1129 | 0.691 | 0.074027 | 0.45307 | 2.6004 | 4.4253 | 1.5537 | 2.0305
Cool Roofs | 366.987 | 227.8341 | 146.1214 | 366.987 | 673370.6724 | 10100560.0859 | -25263.6696 | -378955.0445 | -1.0208 | -5.448 | -1.0642 | -5.68 | 0.12761 | 0.68106 | 0.082891 | 0.44241 | 0.14116 | 4.1769 | 0.13618 | 1.9766
Cooling Towers | 3467.7458 | 2152.8576 | 1540.9299 | 3467.7458 | 7101059.378 | 104385572.8559 | 0 | 0 | 0.011155 | 0 | -0.031373 | 0 | 0.13068 | 0 | 0.086935 | 0 | 1.0729 | 4.9049 | 0.83954 | 2.1259
Fans | 39.816 | 24.7187 | 55.2965 | 39.816 | 254822.4 | 3822336 | 0 | 0 | 0.1018 | 0 | 0.063678 | 0 | 0.12143 | 0 | 0.082217 | 0 | 3.2453 | 5.7242 | 1.763 | 2.2665
HVAC Other | 15770.7613 | 9790.8571 | 14140.6015 | 15770.7613 | 65164062.3554 | 918813279.2118 | 0 | 0 | 0.072277 | 0 | 0.033112 | 0 | 0.12379 | 0 | 0.083498 | 0 | 1.9161 | 5.5205 | 1.2805 | 2.2338
New AC Equipment: packaged, split, etc. | 2230.7439 | 413.4552 | 1146.0516 | 2104.8088 | 5281343.8442 | 79220157.6626 | -10475.9656 | -157139.4836 | -0.19047 | -1.0509 | -0.2325 | -1.2828 | 0.13938 | 0.76903 | 0.096145 | 0.53048 | 0.45996 | 7.1017 | 0.41098 | 2.455
Other Ventilation | 120.7426 | 74.9598 | 378.6325 | 120.7426 | 1744850 | 23380990 | 0 | 0 | 0.070623 | 0 | 0.033885 | 0 | 0.10233 | 0 | 0.064533 | 0 | 1.9922 | 3.5921 | 1.314 | 1.8352
RCA | 0 | 0 | 0 | 0 | 0 | 0 | 0 | 0 | 0 | 0 | 0 | 0 | 0 | 0 | 0 | 0 | 0 | 0 | 0 | 0
Retrocommissioing | 1262.0377 | 783.5025 | 20140.2046 | 1262.0377 | 92812002.6697 | 816745623.4937 | -2177452.2496 | -19161579.7962 | 0.064153 | 0.39617 | 0.028727 | 0.1774 | 0.097415 | 0.60158 | 0.060972 | 0.37653 | 1.8838 | 3.4773 | 1.266 | 1.8047
Space Conditioning | 8539.3227 | 5301.4111 | 6887.4182 | 8539.3227 | 31739254.4308 | 457045263.8032 | -67501.3548 | -972019.5085 | 0.035285 | 0.20514 | -0.004437 | -0.025796 | 0.12601 | 0.73259 | 0.085146 | 0.49502 | 1.2989 | 5.6141 | 0.97187 | 2.249
Exterior Lighting | 0 | 0 | 0 | 0 | 0 | 0 | 0 | 0 | 0 | 0 | 0 | 0 | 0 | 0 | 0 | 0 | 0 | 0 | 0 | 0
Customized Exterior Lighting | 0 | 0 | 1721.1057 | 0 | 7931362.685 | 118970440.2751 | 0 | 0 | 0.034686 | 0 | 0.010557 | 0 | 0.072198 | 0 | 0.047376 | 0 | 1.5935 | 4.4485 | 1.1278 | 2.0354
Exterior Lighting Controls | 0 | 0 | 272.5327 | 0 | 1255911.1444 | 18713076.0522 | 0 | 0 | 0.027756 | 0 | 0.0036714 | 0 | 0.059056 | 0 | 0.034279 | 0 | 1.4257 | 2.7417 | 1.0411 | 1.5841
Interior Lighting | 0 | 0 | 0 | 0 | 0 | 0 | 0 | 0 | 0 | 0 | 0 | 0 | 0 | 0 | 0 | 0 | 0 | 0 | 0 | 0
Customized Interior Lighting | 12313.3653 | 10337.5565 | 13064.933 | 11189.6994 | 60207064.7459 | 836878199.9674 | -1715590.1382 | -23846702.9209 | 0.062423 | 0.40474 | 0.027014 | 0.17516 | 0.10699 | 0.69371 | 0.070567 | 0.45754 | 1.8407 | 4.605 | 1.2464 | 2.0675
Daylighting | 2446.5089 | 2053.9408 | 2595.8358 | 3630.6743 | 11962377.1743 | 95699017.3946 | -354457.3301 | -2835658.6407 | 0.08133 | 0.51353 | 0.046696 | 0.29484 | 0.10504 | 0.66324 | 0.069411 | 0.43827 | 2.5535 | 4.6673 | 1.5368 | 2.08
Interior Lighting System Modification | 4005.3427 | 3362.6434 | 4249.8158 | 5046.8831 | 19584404.6654 | 293766069.981 | -734466.2782 | -11016994.1727 | 0.092529 | 0.60224 | 0.056886 | 0.37025 | 0.11235 | 0.73126 | 0.075685 | 0.49261 | 3.0541 | 5.4543 | 1.705 | 2.2229
Interior Lighting System Replacement | 23655.6853 | 19859.8821 | 25099.5514 | 24647.8211 | 115666135.3732 | 1734992030.598 | -3972861.4954 | -59592922.4309 | 0.093164 | 0.60645 | 0.057539 | 0.37455 | 0.11895 | 0.77431 | 0.082303 | 0.53574 | 3.101 | 7.4101 | 1.7195 | 2.4909
Interior Controls | 3434.4846 | 2883.3855 | 3644.1144 | 1987.7884 | 16793153.7673 | 141062491.6456 | -610288.7728 | -5126425.6912 | -0.087448 | -0.55317 | -0.12192 | -0.77122 | 0.098754 | 0.62469 | 0.063294 | 0.40038 | 0.60341 | 3.8794 | 0.52183 | 1.9073
LED Interior | 12.7393 | 10.6952 | 13.5169 | 9.0275 | 62289.92 | 996638.72 | 0 | 0 | 0.11782 | 0 | 0.081891 | 0 | 0.12049 | 0 | 0.083523 | 0 | 6.6467 | 7.6193 | 2.4418 | 2.5141
SBD - Light Power Density | 7169.4227 | 6019.0135 | 7607.021 | 8873.4306 | 35055396.2123 | 511808784.6989 | -1038673.0032 | -15164625.8466 | 0.10705 | 0.69685 | 0.071129 | 0.46302 | 0.12247 | 0.79721 | 0.085515 | 0.55667 | 4.388 | 8.5695 | 2.0535 | 2.6095
Refrigeration | 2458.49 | 2286.3957 | 3815.4818 | 2458.49 | 17582865.6553 | 265501271.3947 | -578469.5572 | -8734890.3144 | 0.027886 | 0.20775 | -0.0031836 | -0.023718 | 0.079468 | 0.59203 | 0.047506 | 0.35392 | 1.303 | 2.9643 | 0.97414 | 1.656
Process | 0 | 0 | 0 | 0 | 0 | 0 | 0 | 0 | 0 | 0 | 0 | 0 | 0 | 0 | 0 | 0 | 0 | 0 | 0 | 0
Compressed Air | 2399.1551 | 2429.3784 | 4047.7539 | 2399.1551 | 18653243.5639 | 279798653.4584 | 0 | 0 | 0.058824 | 0 | 0.029479 | 0 | 0.088822 | 0 | 0.058634 | 0 | 2.0804 | 4.6333 | 1.3518 | 2.0732
Controls | 1378.0264 | 1395.386 | 2747.1801 | 1378.0264 | 12659816.318 | 189897244.7703 | 0 | 0 | 0.067346 | 0 | 0.038358 | 0 | 0.090886 | 0 | 0.061066 | 0 | 2.512 | 5.3279 | 1.5217 | 2.2016
Cooling & Motors | 5726.4531 | 3555.1159 | 4524.4468 | 5726.4531 | 20849985.2706 | 312749779.0584 | 0 | 0 | 0.064257 | 0 | 0.024459 | 0 | 0.12643 | 0 | 0.085492 | 0 | 1.7191 | 5.6517 | 1.1894 | 2.255
Custom | 38620.3659 | 39106.8854 | 64946.6719 | 38620.3659 | 299293418.9192 | 4369683916.2202 | 0 | 0 | 0.039978 | 0 | 0.010445 | 0 | 0.090915 | 0 | 0.060533 | 0 | 1.5401 | 4.9394 | 1.1009 | 2.1323
Oil Well Pump-Off Controllers | 847.0285 | 857.6989 | 1649.9568 | 847.0285 | 7603487.5844 | 114052313.7663 | 0 | 0 | 0.095572 | 0 | 0.066552 | 0 | 0.08953 | 0 | 0.059676 | 0 | 6.8127 | 4.9819 | 2.4639 | 2.1402
Pumps & Vacuums | 10263.478 | 10392.772 | 15623.3431 | 10263.478 | 71996972.7636 | 856763975.887 | 0 | 0 | 0.031336 | 0 | 0.0021507 | 0 | 0.082392 | 0 | 0.052368 | 0 | 1.3854 | 3.7229 | 1.0195 | 1.8687
VSD | 2507.1036 | 2538.6868 | 7161.8812 | 2507.1036 | 33004060.7908 | 495060911.8628 | 0 | 0 | 0.051624 | 0 | 0.022805 | 0 | 0.088851 | 0 | 0.059204 | 0 | 1.866 | 4.9691 | 1.2579 | 2.1378
Whole Building | 16584.6888 | 16349.344 | 14397.5627 | 16584.6888 | 66348215.051 | 995223225.765 | -1905775.5601 | -28586633.4012 | 0.072387 | 0.52442 | 0.039854 | 0.28873 | 0.087569 | 0.6344 | 0.054102 | 0.39194 | 2.3611 | 3.3043 | 1.465 | 1.757
CODES & STANDARDS | 0 | 0 | 0 | 0 | 0 | 0 | 0 | 0 | 0 | 0 | 0 | 0 | 0 | 0 | 0 | 0 | 0 | 0 | 0 | 0
2008 Title 24 | 4237.6231 | 785.4184 | 2177.0921 | 2777.7091 | 10032682.354 | 150490235.3094 | 0 | 0 | 0.14361 | 0 | 0.10128 | 0 | 0.16338 | 0 | 0.11983 | 0 | 8.2658 | 0 | 2.6312 | 3.7521
2008 Title 20 | 3110.5579 | 3103.5931 | 4900.6858 | 2700.8839 | 22583805.752 | 67751417.2561 | 0 | 0 | 0.054768 | 0 | 0.023473 | 0 | 0.12079 | 0 | 0.088598 | 0 | 1.8295 | 0 | 1.2412 | 3.7521
2009 Title 20 | 5155.2301 | 3749.2583 | 8953.3225 | 5155.2301 | 41259550.4682 | 247557302.8095 | 0 | 0 | 0.098583 | 0 | 0.069805 | 0 | 0.11108 | 0 | 0.081474 | 0 | 8.8898 | 0 | 2.6913 | 3.7521
0 | 0 | 0 | 0 | 0 | 0 | 0 | 0 | 0 | 0 | 0 | 0 | 0 | 0 | 0 | 0 | 0 | 0 | 0 | 0 | 0
0 | 0 | 0 | 0 | 0 | 0 | 0 | 0 | 0 | 0 | 0 | 0 | 0 | 0 | 0 | 0 | 0 | 0 | 0 | 0 | 0
0 | 0 | 0 | 0 | 0 | 0 | 0 | 0 | 0 | 0 | 0 | 0 | 0 | 0 | 0 | 0 | 0 | 0 | 0 | 0 | 0
0 | 0 | 0 | 0 | 0 | 0 | 0 | 0 | 0 | 0 | 0 | 0 | 0 | 0 | 0 | 0 | 0 | 0 | 0 | 0 | 0
0 | 0 | 0 | 0 | 0 | 0 | 0 | 0 | 0 | 0 | 0 | 0 | 0 | 0 | 0 | 0 | 0 | 0 | 0 | 0 | 0
0 | 0 | 0 | 0 | 0 | 0 | 0 | 0 | 0 | 0 | 0 | 0 | 0 | 0 | 0 | 0 | 0 | 0 | 0 | 0 | 0
0 | 0 | 0 | 0 | 0 | 0 | 0 | 0 | 0 | 0 | 0 | 0 | 0 | 0 | 0 | 0 | 0 | 0 | 0 | 0 | 0
0 | 0 | 0 | 0 | 0 | 0 | 0 | 0 | 0 | 0 | 0 | 0 | 0 | 0 | 0 | 0 | 0 | 0 | 0 | 0 | 0
0 | 0 | 0 | 0 | 0 | 0 | 0 | 0 | 0 | 0 | 0 | 0 | 0 | 0 | 0 | 0 | 0 | 0 | 0 | 0 | 0
0 | 0 | 0 | 0 | 0 | 0 | 0 | 0 | 0 | 0 | 0 | 0 | 0 | 0 | 0 | 0 | 0 | 0 | 0 | 0 | 0
0 | 0 | 0 | 0 | 0 | 0 | 0 | 0 | 0 | 0 | 0 | 0 | 0 | 0 | 0 | 0 | 0 | 0 | 0 | 0 | 0
0 | 0 | 0 | 0 | 0 | 0 | 0 | 0 | 0 | 0 | 0 | 0 | 0 | 0 | 0 | 0 | 0 | 0 | 0 | 0 | 0
0 | 0 | 0 | 0 | 0 | 0 | 0 | 0 | 0 | 0 | 0 | 0 | 0 | 0 | 0 | 0 | 0 | 0 | 0 | 0 | 0
0 | 0 | 0 | 0 | 0 | 0 | 0 | 0 | 0 | 0 | 0 | 0 | 0 | 0 | 0 | 0 | 0 | 0 | 0 | 0 | 0
0 | 0 | 0 | 0 | 0 | 0 | 0 | 0 | 0 | 0 | 0 | 0 | 0 | 0 | 0 | 0 | 0 | 0 | 0 | 0 | 0
0 | 0 | 0 | 0 | 0 | 0 | 0 | 0 | 0 | 0 | 0 | 0 | 0 | 0 | 0 | 0 | 0 | 0 | 0 | 0 | 0
0 | 0 | 0 | 0 | 0 | 0 | 0 | 0 | 0 | 0 | 0 | 0 | 0 | 0 | 0 | 0 | 0 | 0 | 0 | 0 | 0
0 | 0 | 0 | 0 | 0 | 0 | 0 | 0 | 0 | 0 | 0 | 0 | 0 | 0 | 0 | 0 | 0 | 0 | 0 | 0 | 0
0 | 0 | 0 | 0 | 0 | 0 | 0 | 0 | 0 | 0 | 0 | 0 | 0 | 0 | 0 | 0 | 0 | 0 | 0 | 0 | 0
0 | 0 | 0 | 0 | 0 | 0 | 0 | 0 | 0 | 0 | 0 | 0 | 0 | 0 | 0 | 0 | 0 | 0 | 0 | 0 | 0
0 | 0 | 0 | 0 | 0 | 0 | 0 | 0 | 0 | 0 | 0 | 0 | 0 | 0 | 0 | 0 | 0 | 0 | 0 | 0 | 0
0 | 0 | 0 | 0 | 0 | 0 | 0 | 0 | 0 | 0 | 0 | 0 | 0 | 0 | 0 | 0 | 0 | 0 | 0 | 0 | 0
0 | 0 | 0 | 0 | 0 | 0 | 0 | 0 | 0 | 0 | 0 | 0 | 0 | 0 | 0 | 0 | 0 | 0 | 0 | 0 | 0
0 | 0 | 0 | 0 | 0 | 0 | 0 | 0 | 0 | 0 | 0 | 0 | 0 | 0 | 0 | 0 | 0 | 0 | 0 | 0 | 0
0 | 0 | 0 | 0 | 0 | 0 | 0 | 0 | 0 | 0 | 0 | 0 | 0 | 0 | 0 | 0 | 0 | 0 | 0 | 0 | 0
0 | 0 | 0 | 0 | 0 | 0 | 0 | 0 | 0 | 0 | 0 | 0 | 0 | 0 | 0 | 0 | 0 | 0 | 0 | 0 | 0
0 | 0 | 0 | 0 | 0 | 0 | 0 | 0 | 0 | 0 | 0 | 0 | 0 | 0 | 0 | 0 | 0 | 0 | 0 | 0 | 0
0 | 0 | 0 | 0 | 0 | 0 | 0 | 0 | 0 | 0 | 0 | 0 | 0 | 0 | 0 | 0 | 0 | 0 | 0 | 0 | 0
0 | 0 | 0 | 0 | 0 | 0 | 0 | 0 | 0 | 0 | 0 | 0 | 0 | 0 | 0 | 0 | 0 | 0 | 0 | 0 | 0
0 | 0 | 0 | 0 | 0 | 0 | 0 | 0 | 0 | 0 | 0 | 0 | 0 | 0 | 0 | 0 | 0 | 0 | 0 | 0 | 0
0 | 0 | 0 | 0 | 0 | 0 | 0 | 0 | 0 | 0 | 0 | 0 | 0 | 0 | 0 | 0 | 0 | 0 | 0 | 0 | 0
0 | 0 | 0 | 0 | 0 | 0 | 0 | 0 | 0 | 0 | 0 | 0 | 0 | 0 | 0 | 0 | 0 | 0 | 0 | 0 | 0
0 | 0 | 0 | 0 | 0 | 0 | 0 | 0 | 0 | 0 | 0 | 0 | 0 | 0 | 0 | 0 | 0 | 0 | 0 | 0 | 0
0 | 0 | 0 | 0 | 0 | 0 | 0 | 0 | 0 | 0 | 0 | 0 | 0 | 0 | 0 | 0 | 0 | 0 | 0 | 0 | 0
0 | 0 | 0 | 0 | 0 | 0 | 0 | 0 | 0 | 0 | 0 | 0 | 0 | 0 | 0 | 0 | 0 | 0 | 0 | 0 | 0
0 | 0 | 0 | 0 | 0 | 0 | 0 | 0 | 0 | 0 | 0 | 0 | 0 | 0 | 0 | 0 | 0 | 0 | 0 | 0 | 0
0 | 0 | 0 | 0 | 0 | 0 | 0 | 0 | 0 | 0 | 0 | 0 | 0 | 0 | 0 | 0 | 0 | 0 | 0 | 0 | 0
0 | 0 | 0 | 0 | 0 | 0 | 0 | 0 | 0 | 0 | 0 | 0 | 0 | 0 | 0 | 0 | 0 | 0 | 0 | 0 | 0
0 | 0 | 0 | 0 | 0 | 0 | 0 | 0 | 0 | 0 | 0 | 0 | 0 | 0 | 0 | 0 | 0 | 0 | 0 | 0 | 0
0 | 0 | 0 | 0 | 0 | 0 | 0 | 0 | 0 | 0 | 0 | 0 | 0 | 0 | 0 | 0 | 0 | 0 | 0 | 0 | 0
0 | 0 | 0 | 0 | 0 | 0 | 0 | 0 | 0 | 0 | 0 | 0 | 0 | 0 | 0 | 0 | 0 | 0 | 0 | 0 | 0
0 | 0 | 0 | 0 | 0 | 0 | 0 | 0 | 0 | 0 | 0 | 0 | 0 | 0 | 0 | 0 | 0 | 0 | 0 | 0 | 0
0 | 0 | 0 | 0 | 0 | 0 | 0 | 0 | 0 | 0 | 0 | 0 | 0 | 0 | 0 | 0 | 0 | 0 | 0 | 0 | 0
0 | 0 | 0 | 0 | 0 | 0 | 0 | 0 | 0 | 0 | 0 | 0 | 0 | 0 | 0 | 0 | 0 | 0 | 0 | 0 | 0
0 | 0 | 0 | 0 | 0 | 0 | 0 | 0 | 0 | 0 | 0 | 0 | 0 | 0 | 0 | 0 | 0 | 0 | 0 | 0 | 0
0 | 0 | 0 | 0 | 0 | 0 | 0 | 0 | 0 | 0 | 0 | 0 | 0 | 0 | 0 | 0 | 0 | 0 | 0 | 0 | 0
0 | 0 | 0 | 0 | 0 | 0 | 0 | 0 | 0 | 0 | 0 | 0 | 0 | 0 | 0 | 0 | 0 | 0 | 0 | 0 | 0
0 | 0 | 0 | 0 | 0 | 0 | 0 | 0 | 0 | 0 | 0 | 0 | 0 | 0 | 0 | 0 | 0 | 0 | 0 | 0 | 0
0 | 0 | 0 | 0 | 0 | 0 | 0 | 0 | 0 | 0 | 0 | 0 | 0 | 0 | 0 | 0 | 0 | 0 | 0 | 0 | 0
0 | 0 | 0 | 0 | 0 | 0 | 0 | 0 | 0 | 0 | 0 | 0 | 0 | 0 | 0 | 0 | 0 | 0 | 0 | 0 | 0
0 | 0 | 0 | 0 | 0 | 0 | 0 | 0 | 0 | 0 | 0 | 0 | 0 | 0 | 0 | 0 | 0 | 0 | 0 | 0 | 0
0 | 0 | 0 | 0 | 0 | 0 | 0 | 0 | 0 | 0 | 0 | 0 | 0 | 0 | 0 | 0 | 0 | 0 | 0 | 0 | 0
0 | 0 | 0 | 0 | 0 | 0 | 0 | 0 | 0 | 0 | 0 | 0 | 0 | 0 | 0 | 0 | 0 | 0 | 0 | 0 | 0
0 | 0 | 0 | 0 | 0 | 0 | 0 | 0 | 0 | 0 | 0 | 0 | 0 | 0 | 0 | 0 | 0 | 0 | 0 | 0 | 0
0 | 0 | 0 | 0 | 0 | 0 | 0 | 0 | 0 | 0 | 0 | 0 | 0 | 0 | 0 | 0 | 0 | 0 | 0 | 0 | 0
0 | 0 | 0 | 0 | 0 | 0 | 0 | 0 | 0 | 0 | 0 | 0 | 0 | 0 | 0 | 0 | 0 | 0 | 0 | 0 | 0
0 | 0 | 0 | 0 | 0 | 0 | 0 | 0 | 0 | 0 | 0 | 0 | 0 | 0 | 0 | 0 | 0 | 0 | 0 | 0 | 0
0 | 0 | 0 | 0 | 0 | 0 | 0 | 0 | 0 | 0 | 0 | 0 | 0 | 0 | 0 | 0 | 0 | 0 | 0 | 0 | 0
0 | 0 | 0 | 0 | 0 | 0 | 0 | 0 | 0 | 0 | 0 | 0 | 0 | 0 | 0 | 0 | 0 | 0 | 0 | 0 | 0
0 | 0 | 0 | 0 | 0 | 0 | 0 | 0 | 0 | 0 | 0 | 0 | 0 | 0 | 0 | 0 | 0 | 0 | 0 | 0 | 0
0 | 0 | 0 | 0 | 0 | 0 | 0 | 0 | 0 | 0 | 0 | 0 | 0 | 0 | 0 | 0 | 0 | 0 | 0 | 0 | 0
0 | 0 | 0 | 0 | 0 | 0 | 0 | 0 | 0 | 0 | 0 | 0 | 0 | 0 | 0 | 0 | 0 | 0 | 0 | 0 | 0
0 | 0 | 0 | 0 | 0 | 0 | 0 | 0 | 0 | 0 | 0 | 0 | 0 | 0 | 0 | 0 | 0 | 0 | 0 | 0 | 0
0 | 0 | 0 | 0 | 0 | 0 | 0 | 0 | 0 | 0 | 0 | 0 | 0 | 0 | 0 | 0 | 0 | 0 | 0 | 0 | 0
0 | 0 | 0 | 0 | 0 | 0 | 0 | 0 | 0 | 0 | 0 | 0 | 0 | 0 | 0 | 0 | 0 | 0 | 0 | 0 | 0
0 | 0 | 0 | 0 | 0 | 0 | 0 | 0 | 0 | 0 | 0 | 0 | 0 | 0 | 0 | 0 | 0 | 0 | 0 | 0 | 0
0 | 0 | 0 | 0 | 0 | 0 | 0 | 0 | 0 | 0 | 0 | 0 | 0 | 0 | 0 | 0 | 0 | 0 | 0 | 0 | 0
0 | 0 | 0 | 0 | 0 | 0 | 0 | 0 | 0 | 0 | 0 | 0 | 0 | 0 | 0 | 0 | 0 | 0 | 0 | 0 | 0
0 | 0 | 0 | 0 | 0 | 0 | 0 | 0 | 0 | 0 | 0 | 0 | 0 | 0 | 0 | 0 | 0 | 0 | 0 | 0 | 0
0 | 0 | 0 | 0 | 0 | 0 | 0 | 0 | 0 | 0 | 0 | 0 | 0 | 0 | 0 | 0 | 0 | 0 | 0 | 0 | 0
0 | 0 | 0 | 0 | 0 | 0 | 0 | 0 | 0 | 0 | 0 | 0 | 0 | 0 | 0 | 0 | 0 | 0 | 0 | 0 | 0
0 | 0 | 0 | 0 | 0 | 0 | 0 | 0 | 0 | 0 | 0 | 0 | 0 | 0 | 0 | 0 | 0 | 0 | 0 | 0 | 0
0 | 0 | 0 | 0 | 0 | 0 | 0 | 0 | 0 | 0 | 0 | 0 | 0 | 0 | 0 | 0 | 0 | 0 | 0 | 0 | 0
0 | 0 | 0 | 0 | 0 | 0 | 0 | 0 | 0 | 0 | 0 | 0 | 0 | 0 | 0 | 0 | 0 | 0 | 0 | 0 | 0
0 | 0 | 0 | 0 | 0 | 0 | 0 | 0 | 0 | 0 | 0 | 0 | 0 | 0 | 0 | 0 | 0 | 0 | 0 | 0 | 0
0 | 0 | 0 | 0 | 0 | 0 | 0 | 0 | 0 | 0 | 0 | 0 | 0 | 0 | 0 | 0 | 0 | 0 | 0 | 0 | 0
0 | 0 | 0 | 0 | 0 | 0 | 0 | 0 | 0 | 0 | 0 | 0 | 0 | 0 | 0 | 0 | 0 | 0 | 0 | 0 | 0
0 | 0 | 0 | 0 | 0 | 0 | 0 | 0 | 0 | 0 | 0 | 0 | 0 | 0 | 0 | 0 | 0 | 0 | 0 | 0 | 0
0 | 0 | 0 | 0 | 0 | 0 | 0 | 0 | 0 | 0 | 0 | 0 | 0 | 0 | 0 | 0 | 0 | 0 | 0 | 0 | 0
0 | 0 | 0 | 0 | 0 | 0 | 0 | 0 | 0 | 0 | 0 | 0 | 0 | 0 | 0 | 0 | 0 | 0 | 0 | 0 | 0
0 | 0 | 0 | 0 | 0 | 0 | 0 | 0 | 0 | 0 | 0 | 0 | 0 | 0 | 0 | 0 | 0 | 0 | 0 | 0 | 0
0 | 0 | 0 | 0 | 0 | 0 | 0 | 0 | 0 | 0 | 0 | 0 | 0 | 0 | 0 | 0 | 0 | 0 | 0 | 0 | 0
0 | 0 | 0 | 0 | 0 | 0 | 0 | 0 | 0 | 0 | 0 | 0 | 0 | 0 | 0 | 0 | 0 | 0 | 0 | 0 | 0
0 | 0 | 0 | 0 | 0 | 0 | 0 | 0 | 0 | 0 | 0 | 0 | 0 | 0 | 0 | 0 | 0 | 0 | 0 | 0 | 0
0 | 0 | 0 | 0 | 0 | 0 | 0 | 0 | 0 | 0 | 0 | 0 | 0 | 0 | 0 | 0 | 0 | 0 | 0 | 0 | 0
0 | 0 | 0 | 0 | 0 | 0 | 0 | 0 | 0 | 0 | 0 | 0 | 0 | 0 | 0 | 0 | 0 | 0 | 0 | 0 | 0
0 | 0 | 0 | 0 | 0 | 0 | 0 | 0 | 0 | 0 | 0 | 0 | 0 | 0 | 0 | 0 | 0 | 0 | 0 | 0 | 0
0 | 0 | 0 | 0 | 0 | 0 | 0 | 0 | 0 | 0 | 0 | 0 | 0 | 0 | 0 | 0 | 0 | 0 | 0 | 0 | 0
0 | 0 | 0 | 0 | 0 | 0 | 0 | 0 | 0 | 0 | 0 | 0 | 0 | 0 | 0 | 0 | 0 | 0 | 0 | 0 | 0
0 | 0 | 0 | 0 | 0 | 0 | 0 | 0 | 0 | 0 | 0 | 0 | 0 | 0 | 0 | 0 | 0 | 0 | 0 | 0 | 0
0 | 0 | 0 | 0 | 0 | 0 | 0 | 0 | 0 | 0 | 0 | 0 | 0 | 0 | 0 | 0 | 0 | 0 | 0 | 0 | 0
0 | 0 | 0 | 0 | 0 | 0 | 0 | 0 | 0 | 0 | 0 | 0 | 0 | 0 | 0 | 0 | 0 | 0 | 0 | 0 | 0
0 | 0 | 0 | 0 | 0 | 0 | 0 | 0 | 0 | 0 | 0 | 0 | 0 | 0 | 0 | 0 | 0 | 0 | 0 | 0 | 0
0 | 0 | 0 | 0 | 0 | 0 | 0 | 0 | 0 | 0 | 0 | 0 | 0 | 0 | 0 | 0 | 0 | 0 | 0 | 0 | 0
0 | 0 | 0 | 0 | 0 | 0 | 0 | 0 | 0 | 0 | 0 | 0 | 0 | 0 | 0 | 0 | 0 | 0 | 0 | 0 | 0
0 | 0 | 0 | 0 | 0 | 0 | 0 | 0 | 0 | 0 | 0 | 0 | 0 | 0 | 0 | 0 | 0 | 0 | 0 | 0 | 0
0 | 0 | 0 | 0 | 0 | 0 | 0 | 0 | 0 | 0 | 0 | 0 | 0 | 0 | 0 | 0 | 0 | 0 | 0 | 0 | 0
0 | 0 | 0 | 0 | 0 | 0 | 0 | 0 | 0 | 0 | 0 | 0 | 0 | 0 | 0 | 0 | 0 | 0 | 0 | 0 | 0
0 | 0 | 0 | 0 | 0 | 0 | 0 | 0 | 0 | 0 | 0 | 0 | 0 | 0 | 0 | 0 | 0 | 0 | 0 | 0 | 0
0 | 0 | 0 | 0 | 0 | 0 | 0 | 0 | 0 | 0 | 0 | 0 | 0 | 0 | 0 | 0 | 0 | 0 | 0 | 0 | 0
0 | 0 | 0 | 0 | 0 | 0 | 0 | 0 | 0 | 0 | 0 | 0 | 0 | 0 | 0 | 0 | 0 | 0 | 0 | 0 | 0
0 | 0 | 0 | 0 | 0 | 0 | 0 | 0 | 0 | 0 | 0 | 0 | 0 | 0 | 0 | 0 | 0 | 0 | 0 | 0 | 0
0 | 0 | 0 | 0 | 0 | 0 | 0 | 0 | 0 | 0 | 0 | 0 | 0 | 0 | 0 | 0 | 0 | 0 | 0 | 0 | 0
0 | 0 | 0 | 0 | 0 | 0 | 0 | 0 | 0 | 0 | 0 | 0 | 0 | 0 | 0 | 0 | 0 | 0 | 0 | 0 | 0
0 | 0 | 0 | 0 | 0 | 0 | 0 | 0 | 0 | 0 | 0 | 0 | 0 | 0 | 0 | 0 | 0 | 0 | 0 | 0 | 0
0 | 0 | 0 | 0 | 0 | 0 | 0 | 0 | 0 | 0 | 0 | 0 | 0 | 0 | 0 | 0 | 0 | 0 | 0 | 0 | 0
0 | 0 | 0 | 0 | 0 | 0 | 0 | 0 | 0 | 0 | 0 | 0 | 0 | 0 | 0 | 0 | 0 | 0 | 0 | 0 | 0
0 | 0 | 0 | 0 | 0 | 0 | 0 | 0 | 0 | 0 | 0 | 0 | 0 | 0 | 0 | 0 | 0 | 0 | 0 | 0 | 0
0 | 0 | 0 | 0 | 0 | 0 | 0 | 0 | 0 | 0 | 0 | 0 | 0 | 0 | 0 | 0 | 0 | 0 | 0 | 0 | 0
0 | 0 | 0 | 0 | 0 | 0 | 0 | 0 | 0 | 0 | 0 | 0 | 0 | 0 | 0 | 0 | 0 | 0 | 0 | 0 | 0
0 | 0 | 0 | 0 | 0 | 0 | 0 | 0 | 0 | 0 | 0 | 0 | 0 | 0 | 0 | 0 | 0 | 0 | 0 | 0 | 0
0 | 0 | 0 | 0 | 0 | 0 | 0 | 0 | 0 | 0 | 0 | 0 | 0 | 0 | 0 | 0 | 0 | 0 | 0 | 0 | 0
0 | 0 | 0 | 0 | 0 | 0 | 0 | 0 | 0 | 0 | 0 | 0 | 0 | 0 | 0 | 0 | 0 | 0 | 0 | 0 | 0
0 | 0 | 0 | 0 | 0 | 0 | 0 | 0 | 0 | 0 | 0 | 0 | 0 | 0 | 0 | 0 | 0 | 0 | 0 | 0 | 0
0 | 0 | 0 | 0 | 0 | 0 | 0 | 0 | 0 | 0 | 0 | 0 | 0 | 0 | 0 | 0 | 0 | 0 | 0 | 0 | 0
0 | 0 | 0 | 0 | 0 | 0 | 0 | 0 | 0 | 0 | 0 | 0 | 0 | 0 | 0 | 0 | 0 | 0 | 0 | 0 | 0
0 | 0 | 0 | 0 | 0 | 0 | 0 | 0 | 0 | 0 | 0 | 0 | 0 | 0 | 0 | 0 | 0 | 0 | 0 | 0 | 0
0 | 0 | 0 | 0 | 0 | 0 | 0 | 0 | 0 | 0 | 0 | 0 | 0 | 0 | 0 | 0 | 0 | 0 | 0 | 0 | 0
0 | 0 | 0 | 0 | 0 | 0 | 0 | 0 | 0 | 0 | 0 | 0 | 0 | 0 | 0 | 0 | 0 | 0 | 0 | 0 | 0
0 | 0 | 0 | 0 | 0 | 0 | 0 | 0 | 0 | 0 | 0 | 0 | 0 | 0 | 0 | 0 | 0 | 0 | 0 | 0 | 0
0 | 0 | 0 | 0 | 0 | 0 | 0 | 0 | 0 | 0 | 0 | 0 | 0 | 0 | 0 | 0 | 0 | 0 | 0 | 0 | 0
0 | 0 | 0 | 0 | 0 | 0 | 0 | 0 | 0 | 0 | 0 | 0 | 0 | 0 | 0 | 0 | 0 | 0 | 0 | 0 | 0
0 | 0 | 0 | 0 | 0 | 0 | 0 | 0 | 0 | 0 | 0 | 0 | 0 | 0 | 0 | 0 | 0 | 0 | 0 | 0 | 0
0 | 0 | 0 | 0 | 0 | 0 | 0 | 0 | 0 | 0 | 0 | 0 | 0 | 0 | 0 | 0 | 0 | 0 | 0 | 0 | 0
0 | 0 | 0 | 0 | 0 | 0 | 0 | 0 | 0 | 0 | 0 | 0 | 0 | 0 | 0 | 0 | 0 | 0 | 0 | 0 | 0
0 | 0 | 0 | 0 | 0 | 0 | 0 | 0 | 0 | 0 | 0 | 0 | 0 | 0 | 0 | 0 | 0 | 0 | 0 | 0 | 0
0 | 0 | 0 | 0 | 0 | 0 | 0 | 0 | 0 | 0 | 0 | 0 | 0 | 0 | 0 | 0 | 0 | 0 | 0 | 0 | 0
0 | 0 | 0 | 0 | 0 | 0 | 0 | 0 | 0 | 0 | 0 | 0 | 0 | 0 | 0 | 0 | 0 | 0 | 0 | 0 | 0
0 | 0 | 0 | 0 | 0 | 0 | 0 | 0 | 0 | 0 | 0 | 0 | 0 | 0 | 0 | 0 | 0 | 0 | 0 | 0 | 0
0 | 0 | 0 | 0 | 0 | 0 | 0 | 0 | 0 | 0 | 0 | 0 | 0 | 0 | 0 | 0 | 0 | 0 | 0 | 0 | 0
0 | 0 | 0 | 0 | 0 | 0 | 0 | 0 | 0 | 0 | 0 | 0 | 0 | 0 | 0 | 0 | 0 | 0 | 0 | 0 | 0
0 | 0 | 0 | 0 | 0 | 0 | 0 | 0 | 0 | 0 | 0 | 0 | 0 | 0 | 0 | 0 | 0 | 0 | 0 | 0 | 0
0 | 0 | 0 | 0 | 0 | 0 | 0 | 0 | 0 | 0 | 0 | 0 | 0 | 0 | 0 | 0 | 0 | 0 | 0 | 0 | 0
0 | 0 | 0 | 0 | 0 | 0 | 0 | 0 | 0 | 0 | 0 | 0 | 0 | 0 | 0 | 0 | 0 | 0 | 0 | 0 | 0
0 | 0 | 0 | 0 | 0 | 0 | 0 | 0 | 0 | 0 | 0 | 0 | 0 | 0 | 0 | 0 | 0 | 0 | 0 | 0 | 0
0 | 0 | 0 | 0 | 0 | 0 | 0 | 0 | 0 | 0 | 0 | 0 | 0 | 0 | 0 | 0 | 0 | 0 | 0 | 0 | 0
0 | 0 | 0 | 0 | 0 | 0 | 0 | 0 | 0 | 0 | 0 | 0 | 0 | 0 | 0 | 0 | 0 | 0 | 0 | 0 | 0
0 | 0 | 0 | 0 | 0 | 0 | 0 | 0 | 0 | 0 | 0 | 0 | 0 | 0 | 0 | 0 | 0 | 0 | 0 | 0 | 0
0 | 0 | 0 | 0 | 0 | 0 | 0 | 0 | 0 | 0 | 0 | 0 | 0 | 0 | 0 | 0 | 0 | 0 | 0 | 0 | 0
0 | 0 | 0 | 0 | 0 | 0 | 0 | 0 | 0 | 0 | 0 | 0 | 0 | 0 | 0 | 0 | 0 | 0 | 0 | 0 | 0
0 | 0 | 0 | 0 | 0 | 0 | 0 | 0 | 0 | 0 | 0 | 0 | 0 | 0 | 0 | 0 | 0 | 0 | 0 | 0 | 0
0 | 0 | 0 | 0 | 0 | 0 | 0 | 0 | 0 | 0 | 0 | 0 | 0 | 0 | 0 | 0 | 0 | 0 | 0 | 0 | 0
0 | 0 | 0 | 0 | 0 | 0 | 0 | 0 | 0 | 0 | 0 | 0 | 0 | 0 | 0 | 0 | 0 | 0 | 0 | 0 | 0
0 | 0 | 0 | 0 | 0 | 0 | 0 | 0 | 0 | 0 | 0 | 0 | 0 | 0 | 0 | 0 | 0 | 0 | 0 | 0 | 0
0 | 0 | 0 | 0 | 0 | 0 | 0 | 0 | 0 | 0 | 0 | 0 | 0 | 0 | 0 | 0 | 0 | 0 | 0 | 0 | 0
0 | 0 | 0 | 0 | 0 | 0 | 0 | 0 | 0 | 0 | 0 | 0 | 0 | 0 | 0 | 0 | 0 | 0 | 0 | 0 | 0
0 | 0 | 0 | 0 | 0 | 0 | 0 | 0 | 0 | 0 | 0 | 0 | 0 | 0 | 0 | 0 | 0 | 0 | 0 | 0 | 0
0 | 0 | 0 | 0 | 0 | 0 | 0 | 0 | 0 | 0 | 0 | 0 | 0 | 0 | 0 | 0 | 0 | 0 | 0 | 0 | 0
0 | 0 | 0 | 0 | 0 | 0 | 0 | 0 | 0 | 0 | 0 | 0 | 0 | 0 | 0 | 0 | 0 | 0 | 0 | 0 | 0
0 | 0 | 0 | 0 | 0 | 0 | 0 | 0 | 0 | 0 | 0 | 0 | 0 | 0 | 0 | 0 | 0 | 0 | 0 | 0 | 0
0 | 0 | 0 | 0 | 0 | 0 | 0 | 0 | 0 | 0 | 0 | 0 | 0 | 0 | 0 | 0 | 0 | 0 | 0 | 0 | 0
0 | 0 | 0 | 0 | 0 | 0 | 0 | 0 | 0 | 0 | 0 | 0 | 0 | 0 | 0 | 0 | 0 | 0 | 0 | 0 | 0
0 | 0 | 0 | 0 | 0 | 0 | 0 | 0 | 0 | 0 | 0 | 0 | 0 | 0 | 0 | 0 | 0 | 0 | 0 | 0 | 0
0 | 0 | 0 | 0 | 0 | 0 | 0 | 0 | 0 | 0 | 0 | 0 | 0 | 0 | 0 | 0 | 0 | 0 | 0 | 0 | 0
0 | 0 | 0 | 0 | 0 | 0 | 0 | 0 | 0 | 0 | 0 | 0 | 0 | 0 | 0 | 0 | 0 | 0 | 0 | 0 | 0
0 | 0 | 0 | 0 | 0 | 0 | 0 | 0 | 0 | 0 | 0 | 0 | 0 | 0 | 0 | 0 | 0 | 0 | 0 | 0 | 0
0 | 0 | 0 | 0 | 0 | 0 | 0 | 0 | 0 | 0 | 0 | 0 | 0 | 0 | 0 | 0 | 0 | 0 | 0 | 0 | 0
0 | 0 | 0 | 0 | 0 | 0 | 0 | 0 | 0 | 0 | 0 | 0 | 0 | 0 | 0 | 0 | 0 | 0 | 0 | 0 | 0
0 | 0 | 0 | 0 | 0 | 0 | 0 | 0 | 0 | 0 | 0 | 0 | 0 | 0 | 0 | 0 | 0 | 0 | 0 | 0 | 0
0 | 0 | 0 | 0 | 0 | 0 | 0 | 0 | 0 | 0 | 0 | 0 | 0 | 0 | 0 | 0 | 0 | 0 | 0 | 0 | 0
0 | 0 | 0 | 0 | 0 | 0 | 0 | 0 | 0 | 0 | 0 | 0 | 0 | 0 | 0 | 0 | 0 | 0 | 0 | 0 | 0
0 | 0 | 0 | 0 | 0 | 0 | 0 | 0 | 0 | 0 | 0 | 0 | 0 | 0 | 0 | 0 | 0 | 0 | 0 | 0 | 0
0 | 0 | 0 | 0 | 0 | 0 | 0 | 0 | 0 | 0 | 0 | 0 | 0 | 0 | 0 | 0 | 0 | 0 | 0 | 0 | 0
0 | 0 | 0 | 0 | 0 | 0 | 0 | 0 | 0 | 0 | 0 | 0 | 0 | 0 | 0 | 0 | 0 | 0 | 0 | 0 | 0
0 | 0 | 0 | 0 | 0 | 0 | 0 | 0 | 0 | 0 | 0 | 0 | 0 | 0 | 0 | 0 | 0 | 0 | 0 | 0 | 0
0 | 0 | 0 | 0 | 0 | 0 | 0 | 0 | 0 | 0 | 0 | 0 | 0 | 0 | 0 | 0 | 0 | 0 | 0 | 0 | 0
0 | 0 | 0 | 0 | 0 | 0 | 0 | 0 | 0 | 0 | 0 | 0 | 0 | 0 | 0 | 0 | 0 | 0 | 0 | 0 | 0
0 | 0 | 0 | 0 | 0 | 0 | 0 | 0 | 0 | 0 | 0 | 0 | 0 | 0 | 0 | 0 | 0 | 0 | 0 | 0 | 0
0 | 0 | 0 | 0 | 0 | 0 | 0 | 0 | 0 | 0 | 0 | 0 | 0 | 0 | 0 | 0 | 0 | 0 | 0 | 0 | 0
0 | 0 | 0 | 0 | 0 | 0 | 0 | 0 | 0 | 0 | 0 | 0 | 0 | 0 | 0 | 0 | 0 | 0 | 0 | 0 | 0
0 | 0 | 0 | 0 | 0 | 0 | 0 | 0 | 0 | 0 | 0 | 0 | 0 | 0 | 0 | 0 | 0 | 0 | 0 | 0 | 0
0 | 0 | 0 | 0 | 0 | 0 | 0 | 0 | 0 | 0 | 0 | 0 | 0 | 0 | 0 | 0 | 0 | 0 | 0 | 0 | 0
0 | 0 | 0 | 0 | 0 | 0 | 0 | 0 | 0 | 0 | 0 | 0 | 0 | 0 | 0 | 0 | 0 | 0 | 0 | 0 | 0
0 | 0 | 0 | 0 | 0 | 0 | 0 | 0 | 0 | 0 | 0 | 0 | 0 | 0 | 0 | 0 | 0 | 0 | 0 | 0 | 0
0 | 0 | 0 | 0 | 0 | 0 | 0 | 0 | 0 | 0 | 0 | 0 | 0 | 0 | 0 | 0 | 0 | 0 | 0 | 0 | 0
0 | 0 | 0 | 0 | 0 | 0 | 0 | 0 | 0 | 0 | 0 | 0 | 0 | 0 | 0 | 0 | 0 | 0 | 0 | 0 | 0
0 | 0 | 0 | 0 | 0 | 0 | 0 | 0 | 0 | 0 | 0 | 0 | 0 | 0 | 0 | 0 | 0 | 0 | 0 | 0 | 0
0 | 0 | 0 | 0 | 0 | 0 | 0 | 0 | 0 | 0 | 0 | 0 | 0 | 0 | 0 | 0 | 0 | 0 | 0 | 0 | 0
0 | 0 | 0 | 0 | 0 | 0 | 0 | 0 | 0 | 0 | 0 | 0 | 0 | 0 | 0 | 0 | 0 | 0 | 0 | 0 | 0
0 | 0 | 0 | 0 | 0 | 0 | 0 | 0 | 0 | 0 | 0 | 0 | 0 | 0 | 0 | 0 | 0 | 0 | 0 | 0 | 0
0 | 0 | 0 | 0 | 0 | 0 | 0 | 0 | 0 | 0 | 0 | 0 | 0 | 0 | 0 | 0 | 0 | 0 | 0 | 0 | 0
0 | 0 | 0 | 0 | 0 | 0 | 0 | 0 | 0 | 0 | 0 | 0 | 0 | 0 | 0 | 0 | 0 | 0 | 0 | 0 | 0
0 | 0 | 0 | 0 | 0 | 0 | 0 | 0 | 0 | 0 | 0 | 0 | 0 | 0 | 0 | 0 | 0 | 0 | 0 | 0 | 0
0 | 0 | 0 | 0 | 0 | 0 | 0 | 0 | 0 | 0 | 0 | 0 | 0 | 0 | 0 | 0 | 0 | 0 | 0 | 0 | 0
0 | 0 | 0 | 0 | 0 | 0 | 0 | 0 | 0 | 0 | 0 | 0 | 0 | 0 | 0 | 0 | 0 | 0 | 0 | 0 | 0
0 | 0 | 0 | 0 | 0 | 0 | 0 | 0 | 0 | 0 | 0 | 0 | 0 | 0 | 0 | 0 | 0 | 0 | 0 | 0 | 0
0 | 0 | 0 | 0 | 0 | 0 | 0 | 0 | 0 | 0 | 0 | 0 | 0 | 0 | 0 | 0 | 0 | 0 | 0 | 0 | 0
0 | 0 | 0 | 0 | 0 | 0 | 0 | 0 | 0 | 0 | 0 | 0 | 0 | 0 | 0 | 0 | 0 | 0 | 0 | 0 | 0
0 | 0 | 0 | 0 | 0 | 0 | 0 | 0 | 0 | 0 | 0 | 0 | 0 | 0 | 0 | 0 | 0 | 0 | 0 | 0 | 0
0 | 0 | 0 | 0 | 0 | 0 | 0 | 0 | 0 | 0 | 0 | 0 | 0 | 0 | 0 | 0 | 0 | 0 | 0 | 0 | 0
0 | 0 | 0 | 0 | 0 | 0 | 0 | 0 | 0 | 0 | 0 | 0 | 0 | 0 | 0 | 0 | 0 | 0 | 0 | 0 | 0
0 | 0 | 0 | 0 | 0 | 0 | 0 | 0 | 0 | 0 | 0 | 0 | 0 | 0 | 0 | 0 | 0 | 0 | 0 | 0 | 0
0 | 0 | 0 | 0 | 0 | 0 | 0 | 0 | 0 | 0 | 0 | 0 | 0 | 0 | 0 | 0 | 0 | 0 | 0 | 0 | 0
0 | 0 | 0 | 0 | 0 | 0 | 0 | 0 | 0 | 0 | 0 | 0 | 0 | 0 | 0 | 0 | 0 | 0 | 0 | 0 | 0
0 | 0 | 0 | 0 | 0 | 0 | 0 | 0 | 0 | 0 | 0 | 0 | 0 | 0 | 0 | 0 | 0 | 0 | 0 | 0 | 0
0 | 0 | 0 | 0 | 0 | 0 | 0 | 0 | 0 | 0 | 0 | 0 | 0 | 0 | 0 | 0 | 0 | 0 | 0 | 0 | 0
0 | 0 | 0 | 0 | 0 | 0 | 0 | 0 | 0 | 0 | 0 | 0 | 0 | 0 | 0 | 0 | 0 | 0 | 0 | 0 | 0
0 | 0 | 0 | 0 | 0 | 0 | 0 | 0 | 0 | 0 | 0 | 0 | 0 | 0 | 0 | 0 | 0 | 0 | 0 | 0 | 0
0 | 0 | 0 | 0 | 0 | 0 | 0 | 0 | 0 | 0 | 0 | 0 | 0 | 0 | 0 | 0 | 0 | 0 | 0 | 0 | 0
0 | 0 | 0 | 0 | 0 | 0 | 0 | 0 | 0 | 0 | 0 | 0 | 0 | 0 | 0 | 0 | 0 | 0 | 0 | 0 | 0
0 | 0 | 0 | 0 | 0 | 0 | 0 | 0 | 0 | 0 | 0 | 0 | 0 | 0 | 0 | 0 | 0 | 0 | 0 | 0 | 0
0 | 0 | 0 | 0 | 0 | 0 | 0 | 0 | 0 | 0 | 0 | 0 | 0 | 0 | 0 | 0 | 0 | 0 | 0 | 0 | 0
0 | 0 | 0 | 0 | 0 | 0 | 0 | 0 | 0 | 0 | 0 | 0 | 0 | 0 | 0 | 0 | 0 | 0 | 0 | 0 | 0
0 | 0 | 0 | 0 | 0 | 0 | 0 | 0 | 0 | 0 | 0 | 0 | 0 | 0 | 0 | 0 | 0 | 0 | 0 | 0 | 0
0 | 0 | 0 | 0 | 0 | 0 | 0 | 0 | 0 | 0 | 0 | 0 | 0 | 0 | 0 | 0 | 0 | 0 | 0 | 0 | 0
0 | 0 | 0 | 0 | 0 | 0 | 0 | 0 | 0 | 0 | 0 | 0 | 0 | 0 | 0 | 0 | 0 | 0 | 0 | 0 | 0
0 | 0 | 0 | 0 | 0 | 0 | 0 | 0 | 0 | 0 | 0 | 0 | 0 | 0 | 0 | 0 | 0 | 0 | 0 | 0 | 0
0 | 0 | 0 | 0 | 0 | 0 | 0 | 0 | 0 | 0 | 0 | 0 | 0 | 0 | 0 | 0 | 0 | 0 | 0 | 0 | 0
0 | 0 | 0 | 0 | 0 | 0 | 0 | 0 | 0 | 0 | 0 | 0 | 0 | 0 | 0 | 0 | 0 | 0 | 0 | 0 | 0
0 | 0 | 0 | 0 | 0 | 0 | 0 | 0 | 0 | 0 | 0 | 0 | 0 | 0 | 0 | 0 | 0 | 0 | 0 | 0 | 0
0 | 0 | 0 | 0 | 0 | 0 | 0 | 0 | 0 | 0 | 0 | 0 | 0 | 0 | 0 | 0 | 0 | 0 | 0 | 0 | 0
0 | 0 | 0 | 0 | 0 | 0 | 0 | 0 | 0 | 0 | 0 | 0 | 0 | 0 | 0 | 0 | 0 | 0 | 0 | 0 | 0
0 | 0 | 0 | 0 | 0 | 0 | 0 | 0 | 0 | 0 | 0 | 0 | 0 | 0 | 0 | 0 | 0 | 0 | 0 | 0 | 0
0 | 0 | 0 | 0 | 0 | 0 | 0 | 0 | 0 | 0 | 0 | 0 | 0 | 0 | 0 | 0 | 0 | 0 | 0 | 0 | 0
0 | 0 | 0 | 0 | 0 | 0 | 0 | 0 | 0 | 0 | 0 | 0 | 0 | 0 | 0 | 0 | 0 | 0 | 0 | 0 | 0
0 | 0 | 0 | 0 | 0 | 0 | 0 | 0 | 0 | 0 | 0 | 0 | 0 | 0 | 0 | 0 | 0 | 0 | 0 | 0 | 0
0 | 0 | 0 | 0 | 0 | 0 | 0 | 0 | 0 | 0 | 0 | 0 | 0 | 0 | 0 | 0 | 0 | 0 | 0 | 0 | 0
0 | 0 | 0 | 0 | 0 | 0 | 0 | 0 | 0 | 0 | 0 | 0 | 0 | 0 | 0 | 0 | 0 | 0 | 0 | 0 | 0
0 | 0 | 0 | 0 | 0 | 0 | 0 | 0 | 0 | 0 | 0 | 0 | 0 | 0 | 0 | 0 | 0 | 0 | 0 | 0 | 0
0 | 0 | 0 | 0 | 0 | 0 | 0 | 0 | 0 | 0 | 0 | 0 | 0 | 0 | 0 | 0 | 0 | 0 | 0 | 0 | 0
0 | 0 | 0 | 0 | 0 | 0 | 0 | 0 | 0 | 0 | 0 | 0 | 0 | 0 | 0 | 0 | 0 | 0 | 0 | 0 | 0
0 | 0 | 0 | 0 | 0 | 0 | 0 | 0 | 0 | 0 | 0 | 0 | 0 | 0 | 0 | 0 | 0 | 0 | 0 | 0 | 0
0 | 0 | 0 | 0 | 0 | 0 | 0 | 0 | 0 | 0 | 0 | 0 | 0 | 0 | 0 | 0 | 0 | 0 | 0 | 0 | 0
0 | 0 | 0 | 0 | 0 | 0 | 0 | 0 | 0 | 0 | 0 | 0 | 0 | 0 | 0 | 0 | 0 | 0 | 0 | 0 | 0
0 | 0 | 0 | 0 | 0 | 0 | 0 | 0 | 0 | 0 | 0 | 0 | 0 | 0 | 0 | 0 | 0 | 0 | 0 | 0 | 0
0 | 0 | 0 | 0 | 0 | 0 | 0 | 0 | 0 | 0 | 0 | 0 | 0 | 0 | 0 | 0 | 0 | 0 | 0 | 0 | 0
0 | 0 | 0 | 0 | 0 | 0 | 0 | 0 | 0 | 0 | 0 | 0 | 0 | 0 | 0 | 0 | 0 | 0 | 0 | 0 | 0
0 | 0 | 0 | 0 | 0 | 0 | 0 | 0 | 0 | 0 | 0 | 0 | 0 | 0 | 0 | 0 | 0 | 0 | 0 | 0 | 0
0 | 0 | 0 | 0 | 0 | 0 | 0 | 0 | 0 | 0 | 0 | 0 | 0 | 0 | 0 | 0 | 0 | 0 | 0 | 0 | 0
0 | 0 | 0 | 0 | 0 | 0 | 0 | 0 | 0 | 0 | 0 | 0 | 0 | 0 | 0 | 0 | 0 | 0 | 0 | 0 | 0
0 | 0 | 0 | 0 | 0 | 0 | 0 | 0 | 0 | 0 | 0 | 0 | 0 | 0 | 0 | 0 | 0 | 0 | 0 | 0 | 0
0 | 0 | 0 | 0 | 0 | 0 | 0 | 0 | 0 | 0 | 0 | 0 | 0 | 0 | 0 | 0 | 0 | 0 | 0 | 0 | 0
0 | 0 | 0 | 0 | 0 | 0 | 0 | 0 | 0 | 0 | 0 | 0 | 0 | 0 | 0 | 0 | 0 | 0 | 0 | 0 | 0
0 | 0 | 0 | 0 | 0 | 0 | 0 | 0 | 0 | 0 | 0 | 0 | 0 | 0 | 0 | 0 | 0 | 0 | 0 | 0 | 0
0 | 0 | 0 | 0 | 0 | 0 | 0 | 0 | 0 | 0 | 0 | 0 | 0 | 0 | 0 | 0 | 0 | 0 | 0 | 0 | 0
0 | 0 | 0 | 0 | 0 | 0 | 0 | 0 | 0 | 0 | 0 | 0 | 0 | 0 | 0 | 0 | 0 | 0 | 0 | 0 | 0
0 | 0 | 0 | 0 | 0 | 0 | 0 | 0 | 0 | 0 | 0 | 0 | 0 | 0 | 0 | 0 | 0 | 0 | 0 | 0 | 0
0 | 0 | 0 | 0 | 0 | 0 | 0 | 0 | 0 | 0 | 0 | 0 | 0 | 0 | 0 | 0 | 0 | 0 | 0 | 0 | 0
0 | 0 | 0 | 0 | 0 | 0 | 0 | 0 | 0 | 0 | 0 | 0 | 0 | 0 | 0 | 0 | 0 | 0 | 0 | 0 | 0
0 | 0 | 0 | 0 | 0 | 0 | 0 | 0 | 0 | 0 | 0 | 0 | 0 | 0 | 0 | 0 | 0 | 0 | 0 | 0 | 0
0 | 0 | 0 | 0 | 0 | 0 | 0 | 0 | 0 | 0 | 0 | 0 | 0 | 0 | 0 | 0 | 0 | 0 | 0 | 0 | 0
0 | 0 | 0 | 0 | 0 | 0 | 0 | 0 | 0 | 0 | 0 | 0 | 0 | 0 | 0 | 0 | 0 | 0 | 0 | 0 | 0
0 | 0 | 0 | 0 | 0 | 0 | 0 | 0 | 0 | 0 | 0 | 0 | 0 | 0 | 0 | 0 | 0 | 0 | 0 | 0 | 0
0 | 0 | 0 | 0 | 0 | 0 | 0 | 0 | 0 | 0 | 0 | 0 | 0 | 0 | 0 | 0 | 0 | 0 | 0 | 0 | 0
0 | 0 | 0 | 0 | 0 | 0 | 0 | 0 | 0 | 0 | 0 | 0 | 0 | 0 | 0 | 0 | 0 | 0 | 0 | 0 | 0
0 | 0 | 0 | 0 | 0 | 0 | 0 | 0 | 0 | 0 | 0 | 0 | 0 | 0 | 0 | 0 | 0 | 0 | 0 | 0 | 0
0 | 0 | 0 | 0 | 0 | 0 | 0 | 0 | 0 | 0 | 0 | 0 | 0 | 0 | 0 | 0 | 0 | 0 | 0 | 0 | 0
0 | 0 | 0 | 0 | 0 | 0 | 0 | 0 | 0 | 0 | 0 | 0 | 0 | 0 | 0 | 0 | 0 | 0 | 0 | 0 | 0
0 | 0 | 0 | 0 | 0 | 0 | 0 | 0 | 0 | 0 | 0 | 0 | 0 | 0 | 0 | 0 | 0 | 0 | 0 | 0 | 0
0 | 0 | 0 | 0 | 0 | 0 | 0 | 0 | 0 | 0 | 0 | 0 | 0 | 0 | 0 | 0 | 0 | 0 | 0 | 0 | 0
0 | 0 | 0 | 0 | 0 | 0 | 0 | 0 | 0 | 0 | 0 | 0 | 0 | 0 | 0 | 0 | 0 | 0 | 0 | 0 | 0
0 | 0 | 0 | 0 | 0 | 0 | 0 | 0 | 0 | 0 | 0 | 0 | 0 | 0 | 0 | 0 | 0 | 0 | 0 | 0 | 0
0 | 0 | 0 | 0 | 0 | 0 | 0 | 0 | 0 | 0 | 0 | 0 | 0 | 0 | 0 | 0 | 0 | 0 | 0 | 0 | 0
0 | 0 | 0 | 0 | 0 | 0 | 0 | 0 | 0 | 0 | 0 | 0 | 0 | 0 | 0 | 0 | 0 | 0 | 0 | 0 | 0
0 | 0 | 0 | 0 | 0 | 0 | 0 | 0 | 0 | 0 | 0 | 0 | 0 | 0 | 0 | 0 | 0 | 0 | 0 | 0 | 0
0 | 0 | 0 | 0 | 0 | 0 | 0 | 0 | 0 | 0 | 0 | 0 | 0 | 0 | 0 | 0 | 0 | 0 | 0 | 0 | 0
0 | 0 | 0 | 0 | 0 | 0 | 0 | 0 | 0 | 0 | 0 | 0 | 0 | 0 | 0 | 0 | 0 | 0 | 0 | 0 | 0
0 | 0 | 0 | 0 | 0 | 0 | 0 | 0 | 0 | 0 | 0 | 0 | 0 | 0 | 0 | 0 | 0 | 0 | 0 | 0 | 0
0 | 0 | 0 | 0 | 0 | 0 | 0 | 0 | 0 | 0 | 0 | 0 | 0 | 0 | 0 | 0 | 0 | 0 | 0 | 0 | 0
0 | 0 | 0 | 0 | 0 | 0 | 0 | 0 | 0 | 0 | 0 | 0 | 0 | 0 | 0 | 0 | 0 | 0 | 0 | 0 | 0
0 | 0 | 0 | 0 | 0 | 0 | 0 | 0 | 0 | 0 | 0 | 0 | 0 | 0 | 0 | 0 | 0 | 0 | 0 | 0 | 0
0 | 0 | 0 | 0 | 0 | 0 | 0 | 0 | 0 | 0 | 0 | 0 | 0 | 0 | 0 | 0 | 0 | 0 | 0 | 0 | 0
0 | 0 | 0 | 0 | 0 | 0 | 0 | 0 | 0 | 0 | 0 | 0 | 0 | 0 | 0 | 0 | 0 | 0 | 0 | 0 | 0
0 | 0 | 0 | 0 | 0 | 0 | 0 | 0 | 0 | 0 | 0 | 0 | 0 | 0 | 0 | 0 | 0 | 0 | 0 | 0 | 0
0 | 0 | 0 | 0 | 0 | 0 | 0 | 0 | 0 | 0 | 0 | 0 | 0 | 0 | 0 | 0 | 0 | 0 | 0 | 0 | 0
0 | 0 | 0 | 0 | 0 | 0 | 0 | 0 | 0 | 0 | 0 | 0 | 0 | 0 | 0 | 0 | 0 | 0 | 0 | 0 | 0
0 | 0 | 0 | 0 | 0 | 0 | 0 | 0 | 0 | 0 | 0 | 0 | 0 | 0 | 0 | 0 | 0 | 0 | 0 | 0 | 0
0 | 0 | 0 | 0 | 0 | 0 | 0 | 0 | 0 | 0 | 0 | 0 | 0 | 0 | 0 | 0 | 0 | 0 | 0 | 0 | 0
0 | 0 | 0 | 0 | 0 | 0 | 0 | 0 | 0 | 0 | 0 | 0 | 0 | 0 | 0 | 0 | 0 | 0 | 0 | 0 | 0
0 | 0 | 0 | 0 | 0 | 0 | 0 | 0 | 0 | 0 | 0 | 0 | 0 | 0 | 0 | 0 | 0 | 0 | 0 | 0 | 0
0 | 0 | 0 | 0 | 0 | 0 | 0 | 0 | 0 | 0 | 0 | 0 | 0 | 0 | 0 | 0 | 0 | 0 | 0 | 0 | 0
0 | 0 | 0 | 0 | 0 | 0 | 0 | 0 | 0 | 0 | 0 | 0 | 0 | 0 | 0 | 0 | 0 | 0 | 0 | 0 | 0
0 | 0 | 0 | 0 | 0 | 0 | 0 | 0 | 0 | 0 | 0 | 0 | 0 | 0 | 0 | 0 | 0 | 0 | 0 | 0 | 0
0 | 0 | 0 | 0 | 0 | 0 | 0 | 0 | 0 | 0 | 0 | 0 | 0 | 0 | 0 | 0 | 0 | 0 | 0 | 0 | 0
0 | 0 | 0 | 0 | 0 | 0 | 0 | 0 | 0 | 0 | 0 | 0 | 0 | 0 | 0 | 0 | 0 | 0 | 0 | 0 | 0
0 | 0 | 0 | 0 | 0 | 0 | 0 | 0 | 0 | 0 | 0 | 0 | 0 | 0 | 0 | 0 | 0 | 0 | 0 | 0 | 0
0 | 0 | 0 | 0 | 0 | 0 | 0 | 0 | 0 | 0 | 0 | 0 | 0 | 0 | 0 | 0 | 0 | 0 | 0 | 0 | 0
0 | 0 | 0 | 0 | 0 | 0 | 0 | 0 | 0 | 0 | 0 | 0 | 0 | 0 | 0 | 0 | 0 | 0 | 0 | 0 | 0
0 | 0 | 0 | 0 | 0 | 0 | 0 | 0 | 0 | 0 | 0 | 0 | 0 | 0 | 0 | 0 | 0 | 0 | 0 | 0 | 0
0 | 0 | 0 | 0 | 0 | 0 | 0 | 0 | 0 | 0 | 0 | 0 | 0 | 0 | 0 | 0 | 0 | 0 | 0 | 0 | 0
0 | 0 | 0 | 0 | 0 | 0 | 0 | 0 | 0 | 0 | 0 | 0 | 0 | 0 | 0 | 0 | 0 | 0 | 0 | 0 | 0
0 | 0 | 0 | 0 | 0 | 0 | 0 | 0 | 0 | 0 | 0 | 0 | 0 | 0 | 0 | 0 | 0 | 0 | 0 | 0 | 0
0 | 0 | 0 | 0 | 0 | 0 | 0 | 0 | 0 | 0 | 0 | 0 | 0 | 0 | 0 | 0 | 0 | 0 | 0 | 0 | 0
0 | 0 | 0 | 0 | 0 | 0 | 0 | 0 | 0 | 0 | 0 | 0 | 0 | 0 | 0 | 0 | 0 | 0 | 0 | 0 | 0
0 | 0 | 0 | 0 | 0 | 0 | 0 | 0 | 0 | 0 | 0 | 0 | 0 | 0 | 0 | 0 | 0 | 0 | 0 | 0 | 0
0 | 0 | 0 | 0 | 0 | 0 | 0 | 0 | 0 | 0 | 0 | 0 | 0 | 0 | 0 | 0 | 0 | 0 | 0 | 0 | 0
0 | 0 | 0 | 0 | 0 | 0 | 0 | 0 | 0 | 0 | 0 | 0 | 0 | 0 | 0 | 0 | 0 | 0 | 0 | 0 | 0
0 | 0 | 0 | 0 | 0 | 0 | 0 | 0 | 0 | 0 | 0 | 0 | 0 | 0 | 0 | 0 | 0 | 0 | 0 | 0 | 0
0 | 0 | 0 | 0 | 0 | 0 | 0 | 0 | 0 | 0 | 0 | 0 | 0 | 0 | 0 | 0 | 0 | 0 | 0 | 0 | 0
0 | 0 | 0 | 0 | 0 | 0 | 0 | 0 | 0 | 0 | 0 | 0 | 0 | 0 | 0 | 0 | 0 | 0 | 0 | 0 | 0
0 | 0 | 0 | 0 | 0 | 0 | 0 | 0 | 0 | 0 | 0 | 0 | 0 | 0 | 0 | 0 | 0 | 0 | 0 | 0 | 0
0 | 0 | 0 | 0 | 0 | 0 | 0 | 0 | 0 | 0 | 0 | 0 | 0 | 0 | 0 | 0 | 0 | 0 | 0 | 0 | 0
0 | 0 | 0 | 0 | 0 | 0 | 0 | 0 | 0 | 0 | 0 | 0 | 0 | 0 | 0 | 0 | 0 | 0 | 0 | 0 | 0
0 | 0 | 0 | 0 | 0 | 0 | 0 | 0 | 0 | 0 | 0 | 0 | 0 | 0 | 0 | 0 | 0 | 0 | 0 | 0 | 0
0 | 0 | 0 | 0 | 0 | 0 | 0 | 0 | 0 | 0 | 0 | 0 | 0 | 0 | 0 | 0 | 0 | 0 | 0 | 0 | 0
0 | 0 | 0 | 0 | 0 | 0 | 0 | 0 | 0 | 0 | 0 | 0 | 0 | 0 | 0 | 0 | 0 | 0 | 0 | 0 | 0
0 | 0 | 0 | 0 | 0 | 0 | 0 | 0 | 0 | 0 | 0 | 0 | 0 | 0 | 0 | 0 | 0 | 0 | 0 | 0 | 0
0 | 0 | 0 | 0 | 0 | 0 | 0 | 0 | 0 | 0 | 0 | 0 | 0 | 0 | 0 | 0 | 0 | 0 | 0 | 0 | 0
0 | 0 | 0 | 0 | 0 | 0 | 0 | 0 | 0 | 0 | 0 | 0 | 0 | 0 | 0 | 0 | 0 | 0 | 0 | 0 | 0
0 | 0 | 0 | 0 | 0 | 0 | 0 | 0 | 0 | 0 | 0 | 0 | 0 | 0 | 0 | 0 | 0 | 0 | 0 | 0 | 0
0 | 0 | 0 | 0 | 0 | 0 | 0 | 0 | 0 | 0 | 0 | 0 | 0 | 0 | 0 | 0 | 0 | 0 | 0 | 0 | 0
0 | 0 | 0 | 0 | 0 | 0 | 0 | 0 | 0 | 0 | 0 | 0 | 0 | 0 | 0 | 0 | 0 | 0 | 0 | 0 | 0
0 | 0 | 0 | 0 | 0 | 0 | 0 | 0 | 0 | 0 | 0 | 0 | 0 | 0 | 0 | 0 | 0 | 0 | 0 | 0 | 0
0 | 0 | 0 | 0 | 0 | 0 | 0 | 0 | 0 | 0 | 0 | 0 | 0 | 0 | 0 | 0 | 0 | 0 | 0 | 0 | 0
0 | 0 | 0 | 0 | 0 | 0 | 0 | 0 | 0 | 0 | 0 | 0 | 0 | 0 | 0 | 0 | 0 | 0 | 0 | 0 | 0
0 | 0 | 0 | 0 | 0 | 0 | 0 | 0 | 0 | 0 | 0 | 0 | 0 | 0 | 0 | 0 | 0 | 0 | 0 | 0 | 0
0 | 0 | 0 | 0 | 0 | 0 | 0 | 0 | 0 | 0 | 0 | 0 | 0 | 0 | 0 | 0 | 0 | 0 | 0 | 0 | 0
0 | 0 | 0 | 0 | 0 | 0 | 0 | 0 | 0 | 0 | 0 | 0 | 0 | 0 | 0 | 0 | 0 | 0 | 0 | 0 | 0
0 | 0 | 0 | 0 | 0 | 0 | 0 | 0 | 0 | 0 | 0 | 0 | 0 | 0 | 0 | 0 | 0 | 0 | 0 | 0 | 0
0 | 0 | 0 | 0 | 0 | 0 | 0 | 0 | 0 | 0 | 0 | 0 | 0 | 0 | 0 | 0 | 0 | 0 | 0 | 0 | 0
0 | 0 | 0 | 0 | 0 | 0 | 0 | 0 | 0 | 0 | 0 | 0 | 0 | 0 | 0 | 0 | 0 | 0 | 0 | 0 | 0
0 | 0 | 0 | 0 | 0 | 0 | 0 | 0 | 0 | 0 | 0 | 0 | 0 | 0 | 0 | 0 | 0 | 0 | 0 | 0 | 0
0 | 0 | 0 | 0 | 0 | 0 | 0 | 0 | 0 | 0 | 0 | 0 | 0 | 0 | 0 | 0 | 0 | 0 | 0 | 0 | 0
0 | 0 | 0 | 0 | 0 | 0 | 0 | 0 | 0 | 0 | 0 | 0 | 0 | 0 | 0 | 0 | 0 | 0 | 0 | 0 | 0
0 | 0 | 0 | 0 | 0 | 0 | 0 | 0 | 0 | 0 | 0 | 0 | 0 | 0 | 0 | 0 | 0 | 0 | 0 | 0 | 0
0 | 0 | 0 | 0 | 0 | 0 | 0 | 0 | 0 | 0 | 0 | 0 | 0 | 0 | 0 | 0 | 0 | 0 | 0 | 0 | 0
0 | 0 | 0 | 0 | 0 | 0 | 0 | 0 | 0 | 0 | 0 | 0 | 0 | 0 | 0 | 0 | 0 | 0 | 0 | 0 | 0
0 | 0 | 0 | 0 | 0 | 0 | 0 | 0 | 0 | 0 | 0 | 0 | 0 | 0 | 0 | 0 | 0 | 0 | 0 | 0 | 0
0 | 0 | 0 | 0 | 0 | 0 | 0 | 0 | 0 | 0 | 0 | 0 | 0 | 0 | 0 | 0 | 0 | 0 | 0 | 0 | 0
0 | 0 | 0 | 0 | 0 | 0 | 0 | 0 | 0 | 0 | 0 | 0 | 0 | 0 | 0 | 0 | 0 | 0 | 0 | 0 | 0
0 | 0 | 0 | 0 | 0 | 0 | 0 | 0 | 0 | 0 | 0 | 0 | 0 | 0 | 0 | 0 | 0 | 0 | 0 | 0 | 0
0 | 0 | 0 | 0 | 0 | 0 | 0 | 0 | 0 | 0 | 0 | 0 | 0 | 0 | 0 | 0 | 0 | 0 | 0 | 0 | 0
0 | 0 | 0 | 0 | 0 | 0 | 0 | 0 | 0 | 0 | 0 | 0 | 0 | 0 | 0 | 0 | 0 | 0 | 0 | 0 | 0
0 | 0 | 0 | 0 | 0 | 0 | 0 | 0 | 0 | 0 | 0 | 0 | 0 | 0 | 0 | 0 | 0 | 0 | 0 | 0 | 0
0 | 0 | 0 | 0 | 0 | 0 | 0 | 0 | 0 | 0 | 0 | 0 | 0 | 0 | 0 | 0 | 0 | 0 | 0 | 0 | 0
0 | 0 | 0 | 0 | 0 | 0 | 0 | 0 | 0 | 0 | 0 | 0 | 0 | 0 | 0 | 0 | 0 | 0 | 0 | 0 | 0
0 | 0 | 0 | 0 | 0 | 0 | 0 | 0 | 0 | 0 | 0 | 0 | 0 | 0 | 0 | 0 | 0 | 0 | 0 | 0 | 0
0 | 0 | 0 | 0 | 0 | 0 | 0 | 0 | 0 | 0 | 0 | 0 | 0 | 0 | 0 | 0 | 0 | 0 | 0 | 0 | 0
0 | 0 | 0 | 0 | 0 | 0 | 0 | 0 | 0 | 0 | 0 | 0 | 0 | 0 | 0 | 0 | 0 | 0 | 0 | 0 | 0
0 | 0 | 0 | 0 | 0 | 0 | 0 | 0 | 0 | 0 | 0 | 0 | 0 | 0 | 0 | 0 | 0 | 0 | 0 | 0 | 0
0 | 0 | 0 | 0 | 0 | 0 | 0 | 0 | 0 | 0 | 0 | 0 | 0 | 0 | 0 | 0 | 0 | 0 | 0 | 0 | 0
0 | 0 | 0 | 0 | 0 | 0 | 0 | 0 | 0 | 0 | 0 | 0 | 0 | 0 | 0 | 0 | 0 | 0 | 0 | 0 | 0
0 | 0 | 0 | 0 | 0 | 0 | 0 | 0 | 0 | 0 | 0 | 0 | 0 | 0 | 0 | 0 | 0 | 0 | 0 | 0 | 0
0 | 0 | 0 | 0 | 0 | 0 | 0 | 0 | 0 | 0 | 0 | 0 | 0 | 0 | 0 | 0 | 0 | 0 | 0 | 0 | 0
0 | 0 | 0 | 0 | 0 | 0 | 0 | 0 | 0 | 0 | 0 | 0 | 0 | 0 | 0 | 0 | 0 | 0 | 0 | 0 | 0
0 | 0 | 0 | 0 | 0 | 0 | 0 | 0 | 0 | 0 | 0 | 0 | 0 | 0 | 0 | 0 | 0 | 0 | 0 | 0 | 0
0 | 0 | 0 | 0 | 0 | 0 | 0 | 0 | 0 | 0 | 0 | 0 | 0 | 0 | 0 | 0 | 0 | 0 | 0 | 0 | 0
0 | 0 | 0 | 0 | 0 | 0 | 0 | 0 | 0 | 0 | 0 | 0 | 0 | 0 | 0 | 0 | 0 | 0 | 0 | 0 | 0
0 | 0 | 0 | 0 | 0 | 0 | 0 | 0 | 0 | 0 | 0 | 0 | 0 | 0 | 0 | 0 | 0 | 0 | 0 | 0 | 0
0 | 0 | 0 | 0 | 0 | 0 | 0 | 0 | 0 | 0 | 0 | 0 | 0 | 0 | 0 | 0 | 0 | 0 | 0 | 0 | 0
0 | 0 | 0 | 0 | 0 | 0 | 0 | 0 | 0 | 0 | 0 | 0 | 0 | 0 | 0 | 0 | 0 | 0 | 0 | 0 | 0
0 | 0 | 0 | 0 | 0 | 0 | 0 | 0 | 0 | 0 | 0 | 0 | 0 | 0 | 0 | 0 | 0 | 0 | 0 | 0 | 0
0 | 0 | 0 | 0 | 0 | 0 | 0 | 0 | 0 | 0 | 0 | 0 | 0 | 0 | 0 | 0 | 0 | 0 | 0 | 0 | 0
0 | 0 | 0 | 0 | 0 | 0 | 0 | 0 | 0 | 0 | 0 | 0 | 0 | 0 | 0 | 0 | 0 | 0 | 0 | 0 | 0
0 | 0 | 0 | 0 | 0 | 0 | 0 | 0 | 0 | 0 | 0 | 0 | 0 | 0 | 0 | 0 | 0 | 0 | 0 | 0 | 0
0 | 0 | 0 | 0 | 0 | 0 | 0 | 0 | 0 | 0 | 0 | 0 | 0 | 0 | 0 | 0 | 0 | 0 | 0 | 0 | 0
0 | 0 | 0 | 0 | 0 | 0 | 0 | 0 | 0 | 0 | 0 | 0 | 0 | 0 | 0 | 0 | 0 | 0 | 0 | 0 | 0
0 | 0 | 0 | 0 | 0 | 0 | 0 | 0 | 0 | 0 | 0 | 0 | 0 | 0 | 0 | 0 | 0 | 0 | 0 | 0 | 0
0 | 0 | 0 | 0 | 0 | 0 | 0 | 0 | 0 | 0 | 0 | 0 | 0 | 0 | 0 | 0 | 0 | 0 | 0 | 0 | 0
0 | 0 | 0 | 0 | 0 | 0 | 0 | 0 | 0 | 0 | 0 | 0 | 0 | 0 | 0 | 0 | 0 | 0 | 0 | 0 | 0
0 | 0 | 0 | 0 | 0 | 0 | 0 | 0 | 0 | 0 | 0 | 0 | 0 | 0 | 0 | 0 | 0 | 0 | 0 | 0 | 0
0 | 0 | 0 | 0 | 0 | 0 | 0 | 0 | 0 | 0 | 0 | 0 | 0 | 0 | 0 | 0 | 0 | 0 | 0 | 0 | 0
0 | 0 | 0 | 0 | 0 | 0 | 0 | 0 | 0 | 0 | 0 | 0 | 0 | 0 | 0 | 0 | 0 | 0 | 0 | 0 | 0
0 | 0 | 0 | 0 | 0 | 0 | 0 | 0 | 0 | 0 | 0 | 0 | 0 | 0 | 0 | 0 | 0 | 0 | 0 | 0 | 0
0 | 0 | 0 | 0 | 0 | 0 | 0 | 0 | 0 | 0 | 0 | 0 | 0 | 0 | 0 | 0 | 0 | 0 | 0 | 0 | 0
0 | 0 | 0 | 0 | 0 | 0 | 0 | 0 | 0 | 0 | 0 | 0 | 0 | 0 | 0 | 0 | 0 | 0 | 0 | 0 | 0
0 | 0 | 0 | 0 | 0 | 0 | 0 | 0 | 0 | 0 | 0 | 0 | 0 | 0 | 0 | 0 | 0 | 0 | 0 | 0 | 0
0 | 0 | 0 | 0 | 0 | 0 | 0 | 0 | 0 | 0 | 0 | 0 | 0 | 0 | 0 | 0 | 0 | 0 | 0 | 0 | 0
0 | 0 | 0 | 0 | 0 | 0 | 0 | 0 | 0 | 0 | 0 | 0 | 0 | 0 | 0 | 0 | 0 | 0 | 0 | 0 | 0
0 | 0 | 0 | 0 | 0 | 0 | 0 | 0 | 0 | 0 | 0 | 0 | 0 | 0 | 0 | 0 | 0 | 0 | 0 | 0 | 0
0 | 0 | 0 | 0 | 0 | 0 | 0 | 0 | 0 | 0 | 0 | 0 | 0 | 0 | 0 | 0 | 0 | 0 | 0 | 0 | 0
0 | 0 | 0 | 0 | 0 | 0 | 0 | 0 | 0 | 0 | 0 | 0 | 0 | 0 | 0 | 0 | 0 | 0 | 0 | 0 | 0
0 | 0 | 0 | 0 | 0 | 0 | 0 | 0 | 0 | 0 | 0 | 0 | 0 | 0 | 0 | 0 | 0 | 0 | 0 | 0 | 0
0 | 0 | 0 | 0 | 0 | 0 | 0 | 0 | 0 | 0 | 0 | 0 | 0 | 0 | 0 | 0 | 0 | 0 | 0 | 0 | 0
0 | 0 | 0 | 0 | 0 | 0 | 0 | 0 | 0 | 0 | 0 | 0 | 0 | 0 | 0 | 0 | 0 | 0 | 0 | 0 | 0
0 | 0 | 0 | 0 | 0 | 0 | 0 | 0 | 0 | 0 | 0 | 0 | 0 | 0 | 0 | 0 | 0 | 0 | 0 | 0 | 0
0 | 0 | 0 | 0 | 0 | 0 | 0 | 0 | 0 | 0 | 0 | 0 | 0 | 0 | 0 | 0 | 0 | 0 | 0 | 0 | 0
0 | 0 | 0 | 0 | 0 | 0 | 0 | 0 | 0 | 0 | 0 | 0 | 0 | 0 | 0 | 0 | 0 | 0 | 0 | 0 | 0
0 | 0 | 0 | 0 | 0 | 0 | 0 | 0 | 0 | 0 | 0 | 0 | 0 | 0 | 0 | 0 | 0 | 0 | 0 | 0 | 0
0 | 0 | 0 | 0 | 0 | 0 | 0 | 0 | 0 | 0 | 0 | 0 | 0 | 0 | 0 | 0 | 0 | 0 | 0 | 0 | 0
0 | 0 | 0 | 0 | 0 | 0 | 0 | 0 | 0 | 0 | 0 | 0 | 0 | 0 | 0 | 0 | 0 | 0 | 0 | 0 | 0
0 | 0 | 0 | 0 | 0 | 0 | 0 | 0 | 0 | 0 | 0 | 0 | 0 | 0 | 0 | 0 | 0 | 0 | 0 | 0 | 0
0 | 0 | 0 | 0 | 0 | 0 | 0 | 0 | 0 | 0 | 0 | 0 | 0 | 0 | 0 | 0 | 0 | 0 | 0 | 0 | 0
0 | 0 | 0 | 0 | 0 | 0 | 0 | 0 | 0 | 0 | 0 | 0 | 0 | 0 | 0 | 0 | 0 | 0 | 0 | 0 | 0
0 | 0 | 0 | 0 | 0 | 0 | 0 | 0 | 0 | 0 | 0 | 0 | 0 | 0 | 0 | 0 | 0 | 0 | 0 | 0 | 0
0 | 0 | 0 | 0 | 0 | 0 | 0 | 0 | 0 | 0 | 0 | 0 | 0 | 0 | 0 | 0 | 0 | 0 | 0 | 0 | 0
0 | 0 | 0 | 0 | 0 | 0 | 0 | 0 | 0 | 0 | 0 | 0 | 0 | 0 | 0 | 0 | 0 | 0 | 0 | 0 | 0
0 | 0 | 0 | 0 | 0 | 0 | 0 | 0 | 0 | 0 | 0 | 0 | 0 | 0 | 0 | 0 | 0 | 0 | 0 | 0 | 0
0 | 0 | 0 | 0 | 0 | 0 | 0 | 0 | 0 | 0 | 0 | 0 | 0 | 0 | 0 | 0 | 0 | 0 | 0 | 0 | 0
0 | 0 | 0 | 0 | 0 | 0 | 0 | 0 | 0 | 0 | 0 | 0 | 0 | 0 | 0 | 0 | 0 | 0 | 0 | 0 | 0
0 | 0 | 0 | 0 | 0 | 0 | 0 | 0 | 0 | 0 | 0 | 0 | 0 | 0 | 0 | 0 | 0 | 0 | 0 | 0 | 0
0 | 0 | 0 | 0 | 0 | 0 | 0 | 0 | 0 | 0 | 0 | 0 | 0 | 0 | 0 | 0 | 0 | 0 | 0 | 0 | 0
0 | 0 | 0 | 0 | 0 | 0 | 0 | 0 | 0 | 0 | 0 | 0 | 0 | 0 | 0 | 0 | 0 | 0 | 0 | 0 | 0
0 | 0 | 0 | 0 | 0 | 0 | 0 | 0 | 0 | 0 | 0 | 0 | 0 | 0 | 0 | 0 | 0 | 0 | 0 | 0 | 0
0 | 0 | 0 | 0 | 0 | 0 | 0 | 0 | 0 | 0 | 0 | 0 | 0 | 0 | 0 | 0 | 0 | 0 | 0 | 0 | 0
0 | 0 | 0 | 0 | 0 | 0 | 0 | 0 | 0 | 0 | 0 | 0 | 0 | 0 | 0 | 0 | 0 | 0 | 0 | 0 | 0
0 | 0 | 0 | 0 | 0 | 0 | 0 | 0 | 0 | 0 | 0 | 0 | 0 | 0 | 0 | 0 | 0 | 0 | 0 | 0 | 0
0 | 0 | 0 | 0 | 0 | 0 | 0 | 0 | 0 | 0 | 0 | 0 | 0 | 0 | 0 | 0 | 0 | 0 | 0 | 0 | 0
0 | 0 | 0 | 0 | 0 | 0 | 0 | 0 | 0 | 0 | 0 | 0 | 0 | 0 | 0 | 0 | 0 | 0 | 0 | 0 | 0
0 | 0 | 0 | 0 | 0 | 0 | 0 | 0 | 0 | 0 | 0 | 0 | 0 | 0 | 0 | 0 | 0 | 0 | 0 | 0 | 0
0 | 0 | 0 | 0 | 0 | 0 | 0 | 0 | 0 | 0 | 0 | 0 | 0 | 0 | 0 | 0 | 0 | 0 | 0 | 0 | 0
0 | 0 | 0 | 0 | 0 | 0 | 0 | 0 | 0 | 0 | 0 | 0 | 0 | 0 | 0 | 0 | 0 | 0 | 0 | 0 | 0
0 | 0 | 0 | 0 | 0 | 0 | 0 | 0 | 0 | 0 | 0 | 0 | 0 | 0 | 0 | 0 | 0 | 0 | 0 | 0 | 0
0 | 0 | 0 | 0 | 0 | 0 | 0 | 0 | 0 | 0 | 0 | 0 | 0 | 0 | 0 | 0 | 0 | 0 | 0 | 0 | 0
0 | 0 | 0 | 0 | 0 | 0 | 0 | 0 | 0 | 0 | 0 | 0 | 0 | 0 | 0 | 0 | 0 | 0 | 0 | 0 | 0
0 | 0 | 0 | 0 | 0 | 0 | 0 | 0 | 0 | 0 | 0 | 0 | 0 | 0 | 0 | 0 | 0 | 0 | 0 | 0 | 0
0 | 0 | 0 | 0 | 0 | 0 | 0 | 0 | 0 | 0 | 0 | 0 | 0 | 0 | 0 | 0 | 0 | 0 | 0 | 0 | 0
0 | 0 | 0 | 0 | 0 | 0 | 0 | 0 | 0 | 0 | 0 | 0 | 0 | 0 | 0 | 0 | 0 | 0 | 0 | 0 | 0
0 | 0 | 0 | 0 | 0 | 0 | 0 | 0 | 0 | 0 | 0 | 0 | 0 | 0 | 0 | 0 | 0 | 0 | 0 | 0 | 0
0 | 0 | 0 | 0 | 0 | 0 | 0 | 0 | 0 | 0 | 0 | 0 | 0 | 0 | 0 | 0 | 0 | 0 | 0 | 0 | 0
0 | 0 | 0 | 0 | 0 | 0 | 0 | 0 | 0 | 0 | 0 | 0 | 0 | 0 | 0 | 0 | 0 | 0 | 0 | 0 | 0
0 | 0 | 0 | 0 | 0 | 0 | 0 | 0 | 0 | 0 | 0 | 0 | 0 | 0 | 0 | 0 | 0 | 0 | 0 | 0 | 0
0 | 0 | 0 | 0 | 0 | 0 | 0 | 0 | 0 | 0 | 0 | 0 | 0 | 0 | 0 | 0 | 0 | 0 | 0 | 0 | 0
0 | 0 | 0 | 0 | 0 | 0 | 0 | 0 | 0 | 0 | 0 | 0 | 0 | 0 | 0 | 0 | 0 | 0 | 0 | 0 | 0
0 | 0 | 0 | 0 | 0 | 0 | 0 | 0 | 0 | 0 | 0 | 0 | 0 | 0 | 0 | 0 | 0 | 0 | 0 | 0 | 0
0 | 0 | 0 | 0 | 0 | 0 | 0 | 0 | 0 | 0 | 0 | 0 | 0 | 0 | 0 | 0 | 0 | 0 | 0 | 0 | 0
0 | 0 | 0 | 0 | 0 | 0 | 0 | 0 | 0 | 0 | 0 | 0 | 0 | 0 | 0 | 0 | 0 | 0 | 0 | 0 | 0
0 | 0 | 0 | 0 | 0 | 0 | 0 | 0 | 0 | 0 | 0 | 0 | 0 | 0 | 0 | 0 | 0 | 0 | 0 | 0 | 0
0 | 0 | 0 | 0 | 0 | 0 | 0 | 0 | 0 | 0 | 0 | 0 | 0 | 0 | 0 | 0 | 0 | 0 | 0 | 0 | 0
0 | 0 | 0 | 0 | 0 | 0 | 0 | 0 | 0 | 0 | 0 | 0 | 0 | 0 | 0 | 0 | 0 | 0 | 0 | 0 | 0
0 | 0 | 0 | 0 | 0 | 0 | 0 | 0 | 0 | 0 | 0 | 0 | 0 | 0 | 0 | 0 | 0 | 0 | 0 | 0 | 0
0 | 0 | 0 | 0 | 0 | 0 | 0 | 0 | 0 | 0 | 0 | 0 | 0 | 0 | 0 | 0 | 0 | 0 | 0 | 0 | 0
0 | 0 | 0 | 0 | 0 | 0 | 0 | 0 | 0 | 0 | 0 | 0 | 0 | 0 | 0 | 0 | 0 | 0 | 0 | 0 | 0
0 | 0 | 0 | 0 | 0 | 0 | 0 | 0 | 0 | 0 | 0 | 0 | 0 | 0 | 0 | 0 | 0 | 0 | 0 | 0 | 0
0 | 0 | 0 | 0 | 0 | 0 | 0 | 0 | 0 | 0 | 0 | 0 | 0 | 0 | 0 | 0 | 0 | 0 | 0 | 0 | 0
0 | 0 | 0 | 0 | 0 | 0 | 0 | 0 | 0 | 0 | 0 | 0 | 0 | 0 | 0 | 0 | 0 | 0 | 0 | 0 | 0
0 | 0 | 0 | 0 | 0 | 0 | 0 | 0 | 0 | 0 | 0 | 0 | 0 | 0 | 0 | 0 | 0 | 0 | 0 | 0 | 0
0 | 0 | 0 | 0 | 0 | 0 | 0 | 0 | 0 | 0 | 0 | 0 | 0 | 0 | 0 | 0 | 0 | 0 | 0 | 0 | 0
0 | 0 | 0 | 0 | 0 | 0 | 0 | 0 | 0 | 0 | 0 | 0 | 0 | 0 | 0 | 0 | 0 | 0 | 0 | 0 | 0
0 | 0 | 0 | 0 | 0 | 0 | 0 | 0 | 0 | 0 | 0 | 0 | 0 | 0 | 0 | 0 | 0 | 0 | 0 | 0 | 0
0 | 0 | 0 | 0 | 0 | 0 | 0 | 0 | 0 | 0 | 0 | 0 | 0 | 0 | 0 | 0 | 0 | 0 | 0 | 0 | 0
0 | 0 | 0 | 0 | 0 | 0 | 0 | 0 | 0 | 0 | 0 | 0 | 0 | 0 | 0 | 0 | 0 | 0 | 0 | 0 | 0
0 | 0 | 0 | 0 | 0 | 0 | 0 | 0 | 0 | 0 | 0 | 0 | 0 | 0 | 0 | 0 | 0 | 0 | 0 | 0 | 0
0 | 0 | 0 | 0 | 0 | 0 | 0 | 0 | 0 | 0 | 0 | 0 | 0 | 0 | 0 | 0 | 0 | 0 | 0 | 0 | 0
0 | 0 | 0 | 0 | 0 | 0 | 0 | 0 | 0 | 0 | 0 | 0 | 0 | 0 | 0 | 0 | 0 | 0 | 0 | 0 | 0
0 | 0 | 0 | 0 | 0 | 0 | 0 | 0 | 0 | 0 | 0 | 0 | 0 | 0 | 0 | 0 | 0 | 0 | 0 | 0 | 0
0 | 0 | 0 | 0 | 0 | 0 | 0 | 0 | 0 | 0 | 0 | 0 | 0 | 0 | 0 | 0 | 0 | 0 | 0 | 0 | 0
0 | 0 | 0 | 0 | 0 | 0 | 0 | 0 | 0 | 0 | 0 | 0 | 0 | 0 | 0 | 0 | 0 | 0 | 0 | 0 | 0
0 | 0 | 0 | 0 | 0 | 0 | 0 | 0 | 0 | 0 | 0 | 0 | 0 | 0 | 0 | 0 | 0 | 0 | 0 | 0 | 0
0 | 0 | 0 | 0 | 0 | 0 | 0 | 0 | 0 | 0 | 0 | 0 | 0 | 0 | 0 | 0 | 0 | 0 | 0 | 0 | 0
0 | 0 | 0 | 0 | 0 | 0 | 0 | 0 | 0 | 0 | 0 | 0 | 0 | 0 | 0 | 0 | 0 | 0 | 0 | 0 | 0
0 | 0 | 0 | 0 | 0 | 0 | 0 | 0 | 0 | 0 | 0 | 0 | 0 | 0 | 0 | 0 | 0 | 0 | 0 | 0 | 0
0 | 0 | 0 | 0 | 0 | 0 | 0 | 0 | 0 | 0 | 0 | 0 | 0 | 0 | 0 | 0 | 0 | 0 | 0 | 0 | 0
0 | 0 | 0 | 0 | 0 | 0 | 0 | 0 | 0 | 0 | 0 | 0 | 0 | 0 | 0 | 0 | 0 | 0 | 0 | 0 | 0
0 | 0 | 0 | 0 | 0 | 0 | 0 | 0 | 0 | 0 | 0 | 0 | 0 | 0 | 0 | 0 | 0 | 0 | 0 | 0 | 0
0 | 0 | 0 | 0 | 0 | 0 | 0 | 0 | 0 | 0 | 0 | 0 | 0 | 0 | 0 | 0 | 0 | 0 | 0 | 0 | 0
0 | 0 | 0 | 0 | 0 | 0 | 0 | 0 | 0 | 0 | 0 | 0 | 0 | 0 | 0 | 0 | 0 | 0 | 0 | 0 | 0
0 | 0 | 0 | 0 | 0 | 0 | 0 | 0 | 0 | 0 | 0 | 0 | 0 | 0 | 0 | 0 | 0 | 0 | 0 | 0 | 0
0 | 0 | 0 | 0 | 0 | 0 | 0 | 0 | 0 | 0 | 0 | 0 | 0 | 0 | 0 | 0 | 0 | 0 | 0 | 0 | 0
0 | 0 | 0 | 0 | 0 | 0 | 0 | 0 | 0 | 0 | 0 | 0 | 0 | 0 | 0 | 0 | 0 | 0 | 0 | 0 | 0
0 | 0 | 0 | 0 | 0 | 0 | 0 | 0 | 0 | 0 | 0 | 0 | 0 | 0 | 0 | 0 | 0 | 0 | 0 | 0 | 0
0 | 0 | 0 | 0 | 0 | 0 | 0 | 0 | 0 | 0 | 0 | 0 | 0 | 0 | 0 | 0 | 0 | 0 | 0 | 0 | 0
0 | 0 | 0 | 0 | 0 | 0 | 0 | 0 | 0 | 0 | 0 | 0 | 0 | 0 | 0 | 0 | 0 | 0 | 0 | 0 | 0
0 | 0 | 0 | 0 | 0 | 0 | 0 | 0 | 0 | 0 | 0 | 0 | 0 | 0 | 0 | 0 | 0 | 0 | 0 | 0 | 0
0 | 0 | 0 | 0 | 0 | 0 | 0 | 0 | 0 | 0 | 0 | 0 | 0 | 0 | 0 | 0 | 0 | 0 | 0 | 0 | 0
0 | 0 | 0 | 0 | 0 | 0 | 0 | 0 | 0 | 0 | 0 | 0 | 0 | 0 | 0 | 0 | 0 | 0 | 0 | 0 | 0
0 | 0 | 0 | 0 | 0 | 0 | 0 | 0 | 0 | 0 | 0 | 0 | 0 | 0 | 0 | 0 | 0 | 0 | 0 | 0 | 0
0 | 0 | 0 | 0 | 0 | 0 | 0 | 0 | 0 | 0 | 0 | 0 | 0 | 0 | 0 | 0 | 0 | 0 | 0 | 0 | 0
0 | 0 | 0 | 0 | 0 | 0 | 0 | 0 | 0 | 0 | 0 | 0 | 0 | 0 | 0 | 0 | 0 | 0 | 0 | 0 | 0
0 | 0 | 0 | 0 | 0 | 0 | 0 | 0 | 0 | 0 | 0 | 0 | 0 | 0 | 0 | 0 | 0 | 0 | 0 | 0 | 0
0 | 0 | 0 | 0 | 0 | 0 | 0 | 0 | 0 | 0 | 0 | 0 | 0 | 0 | 0 | 0 | 0 | 0 | 0 | 0 | 0
0 | 0 | 0 | 0 | 0 | 0 | 0 | 0 | 0 | 0 | 0 | 0 | 0 | 0 | 0 | 0 | 0 | 0 | 0 | 0 | 0
0 | 0 | 0 | 0 | 0 | 0 | 0 | 0 | 0 | 0 | 0 | 0 | 0 | 0 | 0 | 0 | 0 | 0 | 0 | 0 | 0
0 | 0 | 0 | 0 | 0 | 0 | 0 | 0 | 0 | 0 | 0 | 0 | 0 | 0 | 0 | 0 | 0 | 0 | 0 | 0 | 0
0 | 0 | 0 | 0 | 0 | 0 | 0 | 0 | 0 | 0 | 0 | 0 | 0 | 0 | 0 | 0 | 0 | 0 | 0 | 0 | 0
0 | 0 | 0 | 0 | 0 | 0 | 0 | 0 | 0 | 0 | 0 | 0 | 0 | 0 | 0 | 0 | 0 | 0 | 0 | 0 | 0
0 | 0 | 0 | 0 | 0 | 0 | 0 | 0 | 0 | 0 | 0 | 0 | 0 | 0 | 0 | 0 | 0 | 0 | 0 | 0 | 0
0 | 0 | 0 | 0 | 0 | 0 | 0 | 0 | 0 | 0 | 0 | 0 | 0 | 0 | 0 | 0 | 0 | 0 | 0 | 0 | 0
0 | 0 | 0 | 0 | 0 | 0 | 0 | 0 | 0 | 0 | 0 | 0 | 0 | 0 | 0 | 0 | 0 | 0 | 0 | 0 | 0
0 | 0 | 0 | 0 | 0 | 0 | 0 | 0 | 0 | 0 | 0 | 0 | 0 | 0 | 0 | 0 | 0 | 0 | 0 | 0 | 0
0 | 0 | 0 | 0 | 0 | 0 | 0 | 0 | 0 | 0 | 0 | 0 | 0 | 0 | 0 | 0 | 0 | 0 | 0 | 0 | 0
0 | 0 | 0 | 0 | 0 | 0 | 0 | 0 | 0 | 0 | 0 | 0 | 0 | 0 | 0 | 0 | 0 | 0 | 0 | 0 | 0
0 | 0 | 0 | 0 | 0 | 0 | 0 | 0 | 0 | 0 | 0 | 0 | 0 | 0 | 0 | 0 | 0 | 0 | 0 | 0 | 0
0 | 0 | 0 | 0 | 0 | 0 | 0 | 0 | 0 | 0 | 0 | 0 | 0 | 0 | 0 | 0 | 0 | 0 | 0 | 0 | 0
0 | 0 | 0 | 0 | 0 | 0 | 0 | 0 | 0 | 0 | 0 | 0 | 0 | 0 | 0 | 0 | 0 | 0 | 0 | 0 | 0
0 | 0 | 0 | 0 | 0 | 0 | 0 | 0 | 0 | 0 | 0 | 0 | 0 | 0 | 0 | 0 | 0 | 0 | 0 | 0 | 0
0 | 0 | 0 | 0 | 0 | 0 | 0 | 0 | 0 | 0 | 0 | 0 | 0 | 0 | 0 | 0 | 0 | 0 | 0 | 0 | 0
0 | 0 | 0 | 0 | 0 | 0 | 0 | 0 | 0 | 0 | 0 | 0 | 0 | 0 | 0 | 0 | 0 | 0 | 0 | 0 | 0
0 | 0 | 0 | 0 | 0 | 0 | 0 | 0 | 0 | 0 | 0 | 0 | 0 | 0 | 0 | 0 | 0 | 0 | 0 | 0 | 0
0 | 0 | 0 | 0 | 0 | 0 | 0 | 0 | 0 | 0 | 0 | 0 | 0 | 0 | 0 | 0 | 0 | 0 | 0 | 0 | 0
0 | 0 | 0 | 0 | 0 | 0 | 0 | 0 | 0 | 0 | 0 | 0 | 0 | 0 | 0 | 0 | 0 | 0 | 0 | 0 | 0
0 | 0 | 0 | 0 | 0 | 0 | 0 | 0 | 0 | 0 | 0 | 0 | 0 | 0 | 0 | 0 | 0 | 0 | 0 | 0 | 0
0 | 0 | 0 | 0 | 0 | 0 | 0 | 0 | 0 | 0 | 0 | 0 | 0 | 0 | 0 | 0 | 0 | 0 | 0 | 0 | 0
0 | 0 | 0 | 0 | 0 | 0 | 0 | 0 | 0 | 0 | 0 | 0 | 0 | 0 | 0 | 0 | 0 | 0 | 0 | 0 | 0
0 | 0 | 0 | 0 | 0 | 0 | 0 | 0 | 0 | 0 | 0 | 0 | 0 | 0 | 0 | 0 | 0 | 0 | 0 | 0 | 0
0 | 0 | 0 | 0 | 0 | 0 | 0 | 0 | 0 | 0 | 0 | 0 | 0 | 0 | 0 | 0 | 0 | 0 | 0 | 0 | 0
0 | 0 | 0 | 0 | 0 | 0 | 0 | 0 | 0 | 0 | 0 | 0 | 0 | 0 | 0 | 0 | 0 | 0 | 0 | 0 | 0
0 | 0 | 0 | 0 | 0 | 0 | 0 | 0 | 0 | 0 | 0 | 0 | 0 | 0 | 0 | 0 | 0 | 0 | 0 | 0 | 0
0 | 0 | 0 | 0 | 0 | 0 | 0 | 0 | 0 | 0 | 0 | 0 | 0 | 0 | 0 | 0 | 0 | 0 | 0 | 0 | 0
0 | 0 | 0 | 0 | 0 | 0 | 0 | 0 | 0 | 0 | 0 | 0 | 0 | 0 | 0 | 0 | 0 | 0 | 0 | 0 | 0
0 | 0 | 0 | 0 | 0 | 0 | 0 | 0 | 0 | 0 | 0 | 0 | 0 | 0 | 0 | 0 | 0 | 0 | 0 | 0 | 0
0 | 0 | 0 | 0 | 0 | 0 | 0 | 0 | 0 | 0 | 0 | 0 | 0 | 0 | 0 | 0 | 0 | 0 | 0 | 0 | 0
0 | 0 | 0 | 0 | 0 | 0 | 0 | 0 | 0 | 0 | 0 | 0 | 0 | 0 | 0 | 0 | 0 | 0 | 0 | 0 | 0
0 | 0 | 0 | 0 | 0 | 0 | 0 | 0 | 0 | 0 | 0 | 0 | 0 | 0 | 0 | 0 | 0 | 0 | 0 | 0 | 0
0 | 0 | 0 | 0 | 0 | 0 | 0 | 0 | 0 | 0 | 0 | 0 | 0 | 0 | 0 | 0 | 0 | 0 | 0 | 0 | 0
0 | 0 | 0 | 0 | 0 | 0 | 0 | 0 | 0 | 0 | 0 | 0 | 0 | 0 | 0 | 0 | 0 | 0 | 0 | 0 | 0
0 | 0 | 0 | 0 | 0 | 0 | 0 | 0 | 0 | 0 | 0 | 0 | 0 | 0 | 0 | 0 | 0 | 0 | 0 | 0 | 0
0 | 0 | 0 | 0 | 0 | 0 | 0 | 0 | 0 | 0 | 0 | 0 | 0 | 0 | 0 | 0 | 0 | 0 | 0 | 0 | 0
0 | 0 | 0 | 0 | 0 | 0 | 0 | 0 | 0 | 0 | 0 | 0 | 0 | 0 | 0 | 0 | 0 | 0 | 0 | 0 | 0
0 | 0 | 0 | 0 | 0 | 0 | 0 | 0 | 0 | 0 | 0 | 0 | 0 | 0 | 0 | 0 | 0 | 0 | 0 | 0 | 0
0 | 0 | 0 | 0 | 0 | 0 | 0 | 0 | 0 | 0 | 0 | 0 | 0 | 0 | 0 | 0 | 0 | 0 | 0 | 0 | 0
0 | 0 | 0 | 0 | 0 | 0 | 0 | 0 | 0 | 0 | 0 | 0 | 0 | 0 | 0 | 0 | 0 | 0 | 0 | 0 | 0
0 | 0 | 0 | 0 | 0 | 0 | 0 | 0 | 0 | 0 | 0 | 0 | 0 | 0 | 0 | 0 | 0 | 0 | 0 | 0 | 0
0 | 0 | 0 | 0 | 0 | 0 | 0 | 0 | 0 | 0 | 0 | 0 | 0 | 0 | 0 | 0 | 0 | 0 | 0 | 0 | 0
0 | 0 | 0 | 0 | 0 | 0 | 0 | 0 | 0 | 0 | 0 | 0 | 0 | 0 | 0 | 0 | 0 | 0 | 0 | 0 | 0
0 | 0 | 0 | 0 | 0 | 0 | 0 | 0 | 0 | 0 | 0 | 0 | 0 | 0 | 0 | 0 | 0 | 0 | 0 | 0 | 0
0 | 0 | 0 | 0 | 0 | 0 | 0 | 0 | 0 | 0 | 0 | 0 | 0 | 0 | 0 | 0 | 0 | 0 | 0 | 0 | 0
0 | 0 | 0 | 0 | 0 | 0 | 0 | 0 | 0 | 0 | 0 | 0 | 0 | 0 | 0 | 0 | 0 | 0 | 0 | 0 | 0
0 | 0 | 0 | 0 | 0 | 0 | 0 | 0 | 0 | 0 | 0 | 0 | 0 | 0 | 0 | 0 | 0 | 0 | 0 | 0 | 0
0 | 0 | 0 | 0 | 0 | 0 | 0 | 0 | 0 | 0 | 0 | 0 | 0 | 0 | 0 | 0 | 0 | 0 | 0 | 0 | 0
0 | 0 | 0 | 0 | 0 | 0 | 0 | 0 | 0 | 0 | 0 | 0 | 0 | 0 | 0 | 0 | 0 | 0 | 0 | 0 | 0
0 | 0 | 0 | 0 | 0 | 0 | 0 | 0 | 0 | 0 | 0 | 0 | 0 | 0 | 0 | 0 | 0 | 0 | 0 | 0 | 0
0 | 0 | 0 | 0 | 0 | 0 | 0 | 0 | 0 | 0 | 0 | 0 | 0 | 0 | 0 | 0 | 0 | 0 | 0 | 0 | 0
0 | 0 | 0 | 0 | 0 | 0 | 0 | 0 | 0 | 0 | 0 | 0 | 0 | 0 | 0 | 0 | 0 | 0 | 0 | 0 | 0
0 | 0 | 0 | 0 | 0 | 0 | 0 | 0 | 0 | 0 | 0 | 0 | 0 | 0 | 0 | 0 | 0 | 0 | 0 | 0 | 0
0 | 0 | 0 | 0 | 0 | 0 | 0 | 0 | 0 | 0 | 0 | 0 | 0 | 0 | 0 | 0 | 0 | 0 | 0 | 0 | 0
0 | 0 | 0 | 0 | 0 | 0 | 0 | 0 | 0 | 0 | 0 | 0 | 0 | 0 | 0 | 0 | 0 | 0 | 0 | 0 | 0
0 | 0 | 0 | 0 | 0 | 0 | 0 | 0 | 0 | 0 | 0 | 0 | 0 | 0 | 0 | 0 | 0 | 0 | 0 | 0 | 0
0 | 0 | 0 | 0 | 0 | 0 | 0 | 0 | 0 | 0 | 0 | 0 | 0 | 0 | 0 | 0 | 0 | 0 | 0 | 0 | 0
0 | 0 | 0 | 0 | 0 | 0 | 0 | 0 | 0 | 0 | 0 | 0 | 0 | 0 | 0 | 0 | 0 | 0 | 0 | 0 | 0
0 | 0 | 0 | 0 | 0 | 0 | 0 | 0 | 0 | 0 | 0 | 0 | 0 | 0 | 0 | 0 | 0 | 0 | 0 | 0 | 0
0 | 0 | 0 | 0 | 0 | 0 | 0 | 0 | 0 | 0 | 0 | 0 | 0 | 0 | 0 | 0 | 0 | 0 | 0 | 0 | 0
0 | 0 | 0 | 0 | 0 | 0 | 0 | 0 | 0 | 0 | 0 | 0 | 0 | 0 | 0 | 0 | 0 | 0 | 0 | 0 | 0
0 | 0 | 0 | 0 | 0 | 0 | 0 | 0 | 0 | 0 | 0 | 0 | 0 | 0 | 0 | 0 | 0 | 0 | 0 | 0 | 0
0 | 0 | 0 | 0 | 0 | 0 | 0 | 0 | 0 | 0 | 0 | 0 | 0 | 0 | 0 | 0 | 0 | 0 | 0 | 0 | 0
0 | 0 | 0 | 0 | 0 | 0 | 0 | 0 | 0 | 0 | 0 | 0 | 0 | 0 | 0 | 0 | 0 | 0 | 0 | 0 | 0
0 | 0 | 0 | 0 | 0 | 0 | 0 | 0 | 0 | 0 | 0 | 0 | 0 | 0 | 0 | 0 | 0 | 0 | 0 | 0 | 0
0 | 0 | 0 | 0 | 0 | 0 | 0 | 0 | 0 | 0 | 0 | 0 | 0 | 0 | 0 | 0 | 0 | 0 | 0 | 0 | 0
0 | 0 | 0 | 0 | 0 | 0 | 0 | 0 | 0 | 0 | 0 | 0 | 0 | 0 | 0 | 0 | 0 | 0 | 0 | 0 | 0
0 | 0 | 0 | 0 | 0 | 0 | 0 | 0 | 0 | 0 | 0 | 0 | 0 | 0 | 0 | 0 | 0 | 0 | 0 | 0 | 0
0 | 0 | 0 | 0 | 0 | 0 | 0 | 0 | 0 | 0 | 0 | 0 | 0 | 0 | 0 | 0 | 0 | 0 | 0 | 0 | 0
0 | 0 | 0 | 0 | 0 | 0 | 0 | 0 | 0 | 0 | 0 | 0 | 0 | 0 | 0 | 0 | 0 | 0 | 0 | 0 | 0
0 | 0 | 0 | 0 | 0 | 0 | 0 | 0 | 0 | 0 | 0 | 0 | 0 | 0 | 0 | 0 | 0 | 0 | 0 | 0 | 0
0 | 0 | 0 | 0 | 0 | 0 | 0 | 0 | 0 | 0 | 0 | 0 | 0 | 0 | 0 | 0 | 0 | 0 | 0 | 0 | 0
0 | 0 | 0 | 0 | 0 | 0 | 0 | 0 | 0 | 0 | 0 | 0 | 0 | 0 | 0 | 0 | 0 | 0 | 0 | 0 | 0
0 | 0 | 0 | 0 | 0 | 0 | 0 | 0 | 0 | 0 | 0 | 0 | 0 | 0 | 0 | 0 | 0 | 0 | 0 | 0 | 0
0 | 0 | 0 | 0 | 0 | 0 | 0 | 0 | 0 | 0 | 0 | 0 | 0 | 0 | 0 | 0 | 0 | 0 | 0 | 0 | 0
0 | 0 | 0 | 0 | 0 | 0 | 0 | 0 | 0 | 0 | 0 | 0 | 0 | 0 | 0 | 0 | 0 | 0 | 0 | 0 | 0
0 | 0 | 0 | 0 | 0 | 0 | 0 | 0 | 0 | 0 | 0 | 0 | 0 | 0 | 0 | 0 | 0 | 0 | 0 | 0 | 0
0 | 0 | 0 | 0 | 0 | 0 | 0 | 0 | 0 | 0 | 0 | 0 | 0 | 0 | 0 | 0 | 0 | 0 | 0 | 0 | 0
0 | 0 | 0 | 0 | 0 | 0 | 0 | 0 | 0 | 0 | 0 | 0 | 0 | 0 | 0 | 0 | 0 | 0 | 0 | 0 | 0
0 | 0 | 0 | 0 | 0 | 0 | 0 | 0 | 0 | 0 | 0 | 0 | 0 | 0 | 0 | 0 | 0 | 0 | 0 | 0 | 0
0 | 0 | 0 | 0 | 0 | 0 | 0 | 0 | 0 | 0 | 0 | 0 | 0 | 0 | 0 | 0 | 0 | 0 | 0 | 0 | 0
0 | 0 | 0 | 0 | 0 | 0 | 0 | 0 | 0 | 0 | 0 | 0 | 0 | 0 | 0 | 0 | 0 | 0 | 0 | 0 | 0
0 | 0 | 0 | 0 | 0 | 0 | 0 | 0 | 0 | 0 | 0 | 0 | 0 | 0 | 0 | 0 | 0 | 0 | 0 | 0 | 0
0 | 0 | 0 | 0 | 0 | 0 | 0 | 0 | 0 | 0 | 0 | 0 | 0 | 0 | 0 | 0 | 0 | 0 | 0 | 0 | 0
0 | 0 | 0 | 0 | 0 | 0 | 0 | 0 | 0 | 0 | 0 | 0 | 0 | 0 | 0 | 0 | 0 | 0 | 0 | 0 | 0
0 | 0 | 0 | 0 | 0 | 0 | 0 | 0 | 0 | 0 | 0 | 0 | 0 | 0 | 0 | 0 | 0 | 0 | 0 | 0 | 0
0 | 0 | 0 | 0 | 0 | 0 | 0 | 0 | 0 | 0 | 0 | 0 | 0 | 0 | 0 | 0 | 0 | 0 | 0 | 0 | 0
0 | 0 | 0 | 0 | 0 | 0 | 0 | 0 | 0 | 0 | 0 | 0 | 0 | 0 | 0 | 0 | 0 | 0 | 0 | 0 | 0
0 | 0 | 0 | 0 | 0 | 0 | 0 | 0 | 0 | 0 | 0 | 0 | 0 | 0 | 0 | 0 | 0 | 0 | 0 | 0 | 0
0 | 0 | 0 | 0 | 0 | 0 | 0 | 0 | 0 | 0 | 0 | 0 | 0 | 0 | 0 | 0 | 0 | 0 | 0 | 0 | 0
0 | 0 | 0 | 0 | 0 | 0 | 0 | 0 | 0 | 0 | 0 | 0 | 0 | 0 | 0 | 0 | 0 | 0 | 0 | 0 | 0
0 | 0 | 0 | 0 | 0 | 0 | 0 | 0 | 0 | 0 | 0 | 0 | 0 | 0 | 0 | 0 | 0 | 0 | 0 | 0 | 0
0 | 0 | 0 | 0 | 0 | 0 | 0 | 0 | 0 | 0 | 0 | 0 | 0 | 0 | 0 | 0 | 0 | 0 | 0 | 0 | 0
0 | 0 | 0 | 0 | 0 | 0 | 0 | 0 | 0 | 0 | 0 | 0 | 0 | 0 | 0 | 0 | 0 | 0 | 0 | 0 | 0
0 | 0 | 0 | 0 | 0 | 0 | 0 | 0 | 0 | 0 | 0 | 0 | 0 | 0 | 0 | 0 | 0 | 0 | 0 | 0 | 0
0 | 0 | 0 | 0 | 0 | 0 | 0 | 0 | 0 | 0 | 0 | 0 | 0 | 0 | 0 | 0 | 0 | 0 | 0 | 0 | 0
0 | 0 | 0 | 0 | 0 | 0 | 0 | 0 | 0 | 0 | 0 | 0 | 0 | 0 | 0 | 0 | 0 | 0 | 0 | 0 | 0
0 | 0 | 0 | 0 | 0 | 0 | 0 | 0 | 0 | 0 | 0 | 0 | 0 | 0 | 0 | 0 | 0 | 0 | 0 | 0 | 0
0 | 0 | 0 | 0 | 0 | 0 | 0 | 0 | 0 | 0 | 0 | 0 | 0 | 0 | 0 | 0 | 0 | 0 | 0 | 0 | 0
0 | 0 | 0 | 0 | 0 | 0 | 0 | 0 | 0 | 0 | 0 | 0 | 0 | 0 | 0 | 0 | 0 | 0 | 0 | 0 | 0
0 | 0 | 0 | 0 | 0 | 0 | 0 | 0 | 0 | 0 | 0 | 0 | 0 | 0 | 0 | 0 | 0 | 0 | 0 | 0 | 0
0 | 0 | 0 | 0 | 0 | 0 | 0 | 0 | 0 | 0 | 0 | 0 | 0 | 0 | 0 | 0 | 0 | 0 | 0 | 0 | 0
0 | 0 | 0 | 0 | 0 | 0 | 0 | 0 | 0 | 0 | 0 | 0 | 0 | 0 | 0 | 0 | 0 | 0 | 0 | 0 | 0
0 | 0 | 0 | 0 | 0 | 0 | 0 | 0 | 0 | 0 | 0 | 0 | 0 | 0 | 0 | 0 | 0 | 0 | 0 | 0 | 0
0 | 0 | 0 | 0 | 0 | 0 | 0 | 0 | 0 | 0 | 0 | 0 | 0 | 0 | 0 | 0 | 0 | 0 | 0 | 0 | 0
0 | 0 | 0 | 0 | 0 | 0 | 0 | 0 | 0 | 0 | 0 | 0 | 0 | 0 | 0 | 0 | 0 | 0 | 0 | 0 | 0
0 | 0 | 0 | 0 | 0 | 0 | 0 | 0 | 0 | 0 | 0 | 0 | 0 | 0 | 0 | 0 | 0 | 0 | 0 | 0 | 0
0 | 0 | 0 | 0 | 0 | 0 | 0 | 0 | 0 | 0 | 0 | 0 | 0 | 0 | 0 | 0 | 0 | 0 | 0 | 0 | 0
0 | 0 | 0 | 0 | 0 | 0 | 0 | 0 | 0 | 0 | 0 | 0 | 0 | 0 | 0 | 0 | 0 | 0 | 0 | 0 | 0
0 | 0 | 0 | 0 | 0 | 0 | 0 | 0 | 0 | 0 | 0 | 0 | 0 | 0 | 0 | 0 | 0 | 0 | 0 | 0 | 0
0 | 0 | 0 | 0 | 0 | 0 | 0 | 0 | 0 | 0 | 0 | 0 | 0 | 0 | 0 | 0 | 0 | 0 | 0 | 0 | 0
0 | 0 | 0 | 0 | 0 | 0 | 0 | 0 | 0 | 0 | 0 | 0 | 0 | 0 | 0 | 0 | 0 | 0 | 0 | 0 | 0
0 | 0 | 0 | 0 | 0 | 0 | 0 | 0 | 0 | 0 | 0 | 0 | 0 | 0 | 0 | 0 | 0 | 0 | 0 | 0 | 0
0 | 0 | 0 | 0 | 0 | 0 | 0 | 0 | 0 | 0 | 0 | 0 | 0 | 0 | 0 | 0 | 0 | 0 | 0 | 0 | 0
0 | 0 | 0 | 0 | 0 | 0 | 0 | 0 | 0 | 0 | 0 | 0 | 0 | 0 | 0 | 0 | 0 | 0 | 0 | 0 | 0
0 | 0 | 0 | 0 | 0 | 0 | 0 | 0 | 0 | 0 | 0 | 0 | 0 | 0 | 0 | 0 | 0 | 0 | 0 | 0 | 0
0 | 0 | 0 | 0 | 0 | 0 | 0 | 0 | 0 | 0 | 0 | 0 | 0 | 0 | 0 | 0 | 0 | 0 | 0 | 0 | 0
0 | 0 | 0 | 0 | 0 | 0 | 0 | 0 | 0 | 0 | 0 | 0 | 0 | 0 | 0 | 0 | 0 | 0 | 0 | 0 | 0
0 | 0 | 0 | 0 | 0 | 0 | 0 | 0 | 0 | 0 | 0 | 0 | 0 | 0 | 0 | 0 | 0 | 0 | 0 | 0 | 0
0 | 0 | 0 | 0 | 0 | 0 | 0 | 0 | 0 | 0 | 0 | 0 | 0 | 0 | 0 | 0 | 0 | 0 | 0 | 0 | 0
0 | 0 | 0 | 0 | 0 | 0 | 0 | 0 | 0 | 0 | 0 | 0 | 0 | 0 | 0 | 0 | 0 | 0 | 0 | 0 | 0
0 | 0 | 0 | 0 | 0 | 0 | 0 | 0 | 0 | 0 | 0 | 0 | 0 | 0 | 0 | 0 | 0 | 0 | 0 | 0 | 0
0 | 0 | 0 | 0 | 0 | 0 | 0 | 0 | 0 | 0 | 0 | 0 | 0 | 0 | 0 | 0 | 0 | 0 | 0 | 0 | 0
0 | 0 | 0 | 0 | 0 | 0 | 0 | 0 | 0 | 0 | 0 | 0 | 0 | 0 | 0 | 0 | 0 | 0 | 0 | 0 | 0
0 | 0 | 0 | 0 | 0 | 0 | 0 | 0 | 0 | 0 | 0 | 0 | 0 | 0 | 0 | 0 | 0 | 0 | 0 | 0 | 0
0 | 0 | 0 | 0 | 0 | 0 | 0 | 0 | 0 | 0 | 0 | 0 | 0 | 0 | 0 | 0 | 0 | 0 | 0 | 0 | 0
0 | 0 | 0 | 0 | 0 | 0 | 0 | 0 | 0 | 0 | 0 | 0 | 0 | 0 | 0 | 0 | 0 | 0 | 0 | 0 | 0
0 | 0 | 0 | 0 | 0 | 0 | 0 | 0 | 0 | 0 | 0 | 0 | 0 | 0 | 0 | 0 | 0 | 0 | 0 | 0 | 0
0 | 0 | 0 | 0 | 0 | 0 | 0 | 0 | 0 | 0 | 0 | 0 | 0 | 0 | 0 | 0 | 0 | 0 | 0 | 0 | 0
0 | 0 | 0 | 0 | 0 | 0 | 0 | 0 | 0 | 0 | 0 | 0 | 0 | 0 | 0 | 0 | 0 | 0 | 0 | 0 | 0
0 | 0 | 0 | 0 | 0 | 0 | 0 | 0 | 0 | 0 | 0 | 0 | 0 | 0 | 0 | 0 | 0 | 0 | 0 | 0 | 0
0 | 0 | 0 | 0 | 0 | 0 | 0 | 0 | 0 | 0 | 0 | 0 | 0 | 0 | 0 | 0 | 0 | 0 | 0 | 0 | 0
0 | 0 | 0 | 0 | 0 | 0 | 0 | 0 | 0 | 0 | 0 | 0 | 0 | 0 | 0 | 0 | 0 | 0 | 0 | 0 | 0
0 | 0 | 0 | 0 | 0 | 0 | 0 | 0 | 0 | 0 | 0 | 0 | 0 | 0 | 0 | 0 | 0 | 0 | 0 | 0 | 0
0 | 0 | 0 | 0 | 0 | 0 | 0 | 0 | 0 | 0 | 0 | 0 | 0 | 0 | 0 | 0 | 0 | 0 | 0 | 0 | 0
0 | 0 | 0 | 0 | 0 | 0 | 0 | 0 | 0 | 0 | 0 | 0 | 0 | 0 | 0 | 0 | 0 | 0 | 0 | 0 | 0
0 | 0 | 0 | 0 | 0 | 0 | 0 | 0 | 0 | 0 | 0 | 0 | 0 | 0 | 0 | 0 | 0 | 0 | 0 | 0 | 0
0 | 0 | 0 | 0 | 0 | 0 | 0 | 0 | 0 | 0 | 0 | 0 | 0 | 0 | 0 | 0 | 0 | 0 | 0 | 0 | 0
0 | 0 | 0 | 0 | 0 | 0 | 0 | 0 | 0 | 0 | 0 | 0 | 0 | 0 | 0 | 0 | 0 | 0 | 0 | 0 | 0
0 | 0 | 0 | 0 | 0 | 0 | 0 | 0 | 0 | 0 | 0 | 0 | 0 | 0 | 0 | 0 | 0 | 0 | 0 | 0 | 0
0 | 0 | 0 | 0 | 0 | 0 | 0 | 0 | 0 | 0 | 0 | 0 | 0 | 0 | 0 | 0 | 0 | 0 | 0 | 0 | 0
0 | 0 | 0 | 0 | 0 | 0 | 0 | 0 | 0 | 0 | 0 | 0 | 0 | 0 | 0 | 0 | 0 | 0 | 0 | 0 | 0
0 | 0 | 0 | 0 | 0 | 0 | 0 | 0 | 0 | 0 | 0 | 0 | 0 | 0 | 0 | 0 | 0 | 0 | 0 | 0 | 0
0 | 0 | 0 | 0 | 0 | 0 | 0 | 0 | 0 | 0 | 0 | 0 | 0 | 0 | 0 | 0 | 0 | 0 | 0 | 0 | 0
0 | 0 | 0 | 0 | 0 | 0 | 0 | 0 | 0 | 0 | 0 | 0 | 0 | 0 | 0 | 0 | 0 | 0 | 0 | 0 | 0
0 | 0 | 0 | 0 | 0 | 0 | 0 | 0 | 0 | 0 | 0 | 0 | 0 | 0 | 0 | 0 | 0 | 0 | 0 | 0 | 0
0 | 0 | 0 | 0 | 0 | 0 | 0 | 0 | 0 | 0 | 0 | 0 | 0 | 0 | 0 | 0 | 0 | 0 | 0 | 0 | 0
0 | 0 | 0 | 0 | 0 | 0 | 0 | 0 | 0 | 0 | 0 | 0 | 0 | 0 | 0 | 0 | 0 | 0 | 0 | 0 | 0
0 | 0 | 0 | 0 | 0 | 0 | 0 | 0 | 0 | 0 | 0 | 0 | 0 | 0 | 0 | 0 | 0 | 0 | 0 | 0 | 0
0 | 0 | 0 | 0 | 0 | 0 | 0 | 0 | 0 | 0 | 0 | 0 | 0 | 0 | 0 | 0 | 0 | 0 | 0 | 0 | 0
0 | 0 | 0 | 0 | 0 | 0 | 0 | 0 | 0 | 0 | 0 | 0 | 0 | 0 | 0 | 0 | 0 | 0 | 0 | 0 | 0
0 | 0 | 0 | 0 | 0 | 0 | 0 | 0 | 0 | 0 | 0 | 0 | 0 | 0 | 0 | 0 | 0 | 0 | 0 | 0 | 0
0 | 0 | 0 | 0 | 0 | 0 | 0 | 0 | 0 | 0 | 0 | 0 | 0 | 0 | 0 | 0 | 0 | 0 | 0 | 0 | 0
0 | 0 | 0 | 0 | 0 | 0 | 0 | 0 | 0 | 0 | 0 | 0 | 0 | 0 | 0 | 0 | 0 | 0 | 0 | 0 | 0
0 | 0 | 0 | 0 | 0 | 0 | 0 | 0 | 0 | 0 | 0 | 0 | 0 | 0 | 0 | 0 | 0 | 0 | 0 | 0 | 0
0 | 0 | 0 | 0 | 0 | 0 | 0 | 0 | 0 | 0 | 0 | 0 | 0 | 0 | 0 | 0 | 0 | 0 | 0 | 0 | 0
0 | 0 | 0 | 0 | 0 | 0 | 0 | 0 | 0 | 0 | 0 | 0 | 0 | 0 | 0 | 0 | 0 | 0 | 0 | 0 | 0
0 | 0 | 0 | 0 | 0 | 0 | 0 | 0 | 0 | 0 | 0 | 0 | 0 | 0 | 0 | 0 | 0 | 0 | 0 | 0 | 0
0 | 0 | 0 | 0 | 0 | 0 | 0 | 0 | 0 | 0 | 0 | 0 | 0 | 0 | 0 | 0 | 0 | 0 | 0 | 0 | 0
0 | 0 | 0 | 0 | 0 | 0 | 0 | 0 | 0 | 0 | 0 | 0 | 0 | 0 | 0 | 0 | 0 | 0 | 0 | 0 | 0
0 | 0 | 0 | 0 | 0 | 0 | 0 | 0 | 0 | 0 | 0 | 0 | 0 | 0 | 0 | 0 | 0 | 0 | 0 | 0 | 0
0 | 0 | 0 | 0 | 0 | 0 | 0 | 0 | 0 | 0 | 0 | 0 | 0 | 0 | 0 | 0 | 0 | 0 | 0 | 0 | 0
0 | 0 | 0 | 0 | 0 | 0 | 0 | 0 | 0 | 0 | 0 | 0 | 0 | 0 | 0 | 0 | 0 | 0 | 0 | 0 | 0
0 | 0 | 0 | 0 | 0 | 0 | 0 | 0 | 0 | 0 | 0 | 0 | 0 | 0 | 0 | 0 | 0 | 0 | 0 | 0 | 0
0 | 0 | 0 | 0 | 0 | 0 | 0 | 0 | 0 | 0 | 0 | 0 | 0 | 0 | 0 | 0 | 0 | 0 | 0 | 0 | 0
0 | 0 | 0 | 0 | 0 | 0 | 0 | 0 | 0 | 0 | 0 | 0 | 0 | 0 | 0 | 0 | 0 | 0 | 0 | 0 | 0
0 | 0 | 0 | 0 | 0 | 0 | 0 | 0 | 0 | 0 | 0 | 0 | 0 | 0 | 0 | 0 | 0 | 0 | 0 | 0 | 0
0 | 0 | 0 | 0 | 0 | 0 | 0 | 0 | 0 | 0 | 0 | 0 | 0 | 0 | 0 | 0 | 0 | 0 | 0 | 0 | 0
0 | 0 | 0 | 0 | 0 | 0 | 0 | 0 | 0 | 0 | 0 | 0 | 0 | 0 | 0 | 0 | 0 | 0 | 0 | 0 | 0
0 | 0 | 0 | 0 | 0 | 0 | 0 | 0 | 0 | 0 | 0 | 0 | 0 | 0 | 0 | 0 | 0 | 0 | 0 | 0 | 0
0 | 0 | 0 | 0 | 0 | 0 | 0 | 0 | 0 | 0 | 0 | 0 | 0 | 0 | 0 | 0 | 0 | 0 | 0 | 0 | 0
0 | 0 | 0 | 0 | 0 | 0 | 0 | 0 | 0 | 0 | 0 | 0 | 0 | 0 | 0 | 0 | 0 | 0 | 0 | 0 | 0
0 | 0 | 0 | 0 | 0 | 0 | 0 | 0 | 0 | 0 | 0 | 0 | 0 | 0 | 0 | 0 | 0 | 0 | 0 | 0 | 0
0 | 0 | 0 | 0 | 0 | 0 | 0 | 0 | 0 | 0 | 0 | 0 | 0 | 0 | 0 | 0 | 0 | 0 | 0 | 0 | 0
0 | 0 | 0 | 0 | 0 | 0 | 0 | 0 | 0 | 0 | 0 | 0 | 0 | 0 | 0 | 0 | 0 | 0 | 0 | 0 | 0
0 | 0 | 0 | 0 | 0 | 0 | 0 | 0 | 0 | 0 | 0 | 0 | 0 | 0 | 0 | 0 | 0 | 0 | 0 | 0 | 0
0 | 0 | 0 | 0 | 0 | 0 | 0 | 0 | 0 | 0 | 0 | 0 | 0 | 0 | 0 | 0 | 0 | 0 | 0 | 0 | 0
0 | 0 | 0 | 0 | 0 | 0 | 0 | 0 | 0 | 0 | 0 | 0 | 0 | 0 | 0 | 0 | 0 | 0 | 0 | 0 | 0
0 | 0 | 0 | 0 | 0 | 0 | 0 | 0 | 0 | 0 | 0 | 0 | 0 | 0 | 0 | 0 | 0 | 0 | 0 | 0 | 0
0 | 0 | 0 | 0 | 0 | 0 | 0 | 0 | 0 | 0 | 0 | 0 | 0 | 0 | 0 | 0 | 0 | 0 | 0 | 0 | 0
0 | 0 | 0 | 0 | 0 | 0 | 0 | 0 | 0 | 0 | 0 | 0 | 0 | 0 | 0 | 0 | 0 | 0 | 0 | 0 | 0
0 | 0 | 0 | 0 | 0 | 0 | 0 | 0 | 0 | 0 | 0 | 0 | 0 | 0 | 0 | 0 | 0 | 0 | 0 | 0 | 0
0 | 0 | 0 | 0 | 0 | 0 | 0 | 0 | 0 | 0 | 0 | 0 | 0 | 0 | 0 | 0 | 0 | 0 | 0 | 0 | 0
0 | 0 | 0 | 0 | 0 | 0 | 0 | 0 | 0 | 0 | 0 | 0 | 0 | 0 | 0 | 0 | 0 | 0 | 0 | 0 | 0
0 | 0 | 0 | 0 | 0 | 0 | 0 | 0 | 0 | 0 | 0 | 0 | 0 | 0 | 0 | 0 | 0 | 0 | 0 | 0 | 0
0 | 0 | 0 | 0 | 0 | 0 | 0 | 0 | 0 | 0 | 0 | 0 | 0 | 0 | 0 | 0 | 0 | 0 | 0 | 0 | 0
0 | 0 | 0 | 0 | 0 | 0 | 0 | 0 | 0 | 0 | 0 | 0 | 0 | 0 | 0 | 0 | 0 | 0 | 0 | 0 | 0
0 | 0 | 0 | 0 | 0 | 0 | 0 | 0 | 0 | 0 | 0 | 0 | 0 | 0 | 0 | 0 | 0 | 0 | 0 | 0 | 0
0 | 0 | 0 | 0 | 0 | 0 | 0 | 0 | 0 | 0 | 0 | 0 | 0 | 0 | 0 | 0 | 0 | 0 | 0 | 0 | 0
0 | 0 | 0 | 0 | 0 | 0 | 0 | 0 | 0 | 0 | 0 | 0 | 0 | 0 | 0 | 0 | 0 | 0 | 0 | 0 | 0
0 | 0 | 0 | 0 | 0 | 0 | 0 | 0 | 0 | 0 | 0 | 0 | 0 | 0 | 0 | 0 | 0 | 0 | 0 | 0 | 0
0 | 0 | 0 | 0 | 0 | 0 | 0 | 0 | 0 | 0 | 0 | 0 | 0 | 0 | 0 | 0 | 0 | 0 | 0 | 0 | 0
0 | 0 | 0 | 0 | 0 | 0 | 0 | 0 | 0 | 0 | 0 | 0 | 0 | 0 | 0 | 0 | 0 | 0 | 0 | 0 | 0
0 | 0 | 0 | 0 | 0 | 0 | 0 | 0 | 0 | 0 | 0 | 0 | 0 | 0 | 0 | 0 | 0 | 0 | 0 | 0 | 0
0 | 0 | 0 | 0 | 0 | 0 | 0 | 0 | 0 | 0 | 0 | 0 | 0 | 0 | 0 | 0 | 0 | 0 | 0 | 0 | 0
0 | 0 | 0 | 0 | 0 | 0 | 0 | 0 | 0 | 0 | 0 | 0 | 0 | 0 | 0 | 0 | 0 | 0 | 0 | 0 | 0
0 | 0 | 0 | 0 | 0 | 0 | 0 | 0 | 0 | 0 | 0 | 0 | 0 | 0 | 0 | 0 | 0 | 0 | 0 | 0 | 0
0 | 0 | 0 | 0 | 0 | 0 | 0 | 0 | 0 | 0 | 0 | 0 | 0 | 0 | 0 | 0 | 0 | 0 | 0 | 0 | 0
0 | 0 | 0 | 0 | 0 | 0 | 0 | 0 | 0 | 0 | 0 | 0 | 0 | 0 | 0 | 0 | 0 | 0 | 0 | 0 | 0
0 | 0 | 0 | 0 | 0 | 0 | 0 | 0 | 0 | 0 | 0 | 0 | 0 | 0 | 0 | 0 | 0 | 0 | 0 | 0 | 0
0 | 0 | 0 | 0 | 0 | 0 | 0 | 0 | 0 | 0 | 0 | 0 | 0 | 0 | 0 | 0 | 0 | 0 | 0 | 0 | 0
0 | 0 | 0 | 0 | 0 | 0 | 0 | 0 | 0 | 0 | 0 | 0 | 0 | 0 | 0 | 0 | 0 | 0 | 0 | 0 | 0
0 | 0 | 0 | 0 | 0 | 0 | 0 | 0 | 0 | 0 | 0 | 0 | 0 | 0 | 0 | 0 | 0 | 0 | 0 | 0 | 0
0 | 0 | 0 | 0 | 0 | 0 | 0 | 0 | 0 | 0 | 0 | 0 | 0 | 0 | 0 | 0 | 0 | 0 | 0 | 0 | 0
0 | 0 | 0 | 0 | 0 | 0 | 0 | 0 | 0 | 0 | 0 | 0 | 0 | 0 | 0 | 0 | 0 | 0 | 0 | 0 | 0
0 | 0 | 0 | 0 | 0 | 0 | 0 | 0 | 0 | 0 | 0 | 0 | 0 | 0 | 0 | 0 | 0 | 0 | 0 | 0 | 0
0 | 0 | 0 | 0 | 0 | 0 | 0 | 0 | 0 | 0 | 0 | 0 | 0 | 0 | 0 | 0 | 0 | 0 | 0 | 0 | 0
0 | 0 | 0 | 0 | 0 | 0 | 0 | 0 | 0 | 0 | 0 | 0 | 0 | 0 | 0 | 0 | 0 | 0 | 0 | 0 | 0
0 | 0 | 0 | 0 | 0 | 0 | 0 | 0 | 0 | 0 | 0 | 0 | 0 | 0 | 0 | 0 | 0 | 0 | 0 | 0 | 0
0 | 0 | 0 | 0 | 0 | 0 | 0 | 0 | 0 | 0 | 0 | 0 | 0 | 0 | 0 | 0 | 0 | 0 | 0 | 0 | 0
0 | 0 | 0 | 0 | 0 | 0 | 0 | 0 | 0 | 0 | 0 | 0 | 0 | 0 | 0 | 0 | 0 | 0 | 0 | 0 | 0
0 | 0 | 0 | 0 | 0 | 0 | 0 | 0 | 0 | 0 | 0 | 0 | 0 | 0 | 0 | 0 | 0 | 0 | 0 | 0 | 0
0 | 0 | 0 | 0 | 0 | 0 | 0 | 0 | 0 | 0 | 0 | 0 | 0 | 0 | 0 | 0 | 0 | 0 | 0 | 0 | 0
0 | 0 | 0 | 0 | 0 | 0 | 0 | 0 | 0 | 0 | 0 | 0 | 0 | 0 | 0 | 0 | 0 | 0 | 0 | 0 | 0
0 | 0 | 0 | 0 | 0 | 0 | 0 | 0 | 0 | 0 | 0 | 0 | 0 | 0 | 0 | 0 | 0 | 0 | 0 | 0 | 0
0 | 0 | 0 | 0 | 0 | 0 | 0 | 0 | 0 | 0 | 0 | 0 | 0 | 0 | 0 | 0 | 0 | 0 | 0 | 0 | 0
0 | 0 | 0 | 0 | 0 | 0 | 0 | 0 | 0 | 0 | 0 | 0 | 0 | 0 | 0 | 0 | 0 | 0 | 0 | 0 | 0
0 | 0 | 0 | 0 | 0 | 0 | 0 | 0 | 0 | 0 | 0 | 0 | 0 | 0 | 0 | 0 | 0 | 0 | 0 | 0 | 0
0 | 0 | 0 | 0 | 0 | 0 | 0 | 0 | 0 | 0 | 0 | 0 | 0 | 0 | 0 | 0 | 0 | 0 | 0 | 0 | 0
0 | 0 | 0 | 0 | 0 | 0 | 0 | 0 | 0 | 0 | 0 | 0 | 0 | 0 | 0 | 0 | 0 | 0 | 0 | 0 | 0
0 | 0 | 0 | 0 | 0 | 0 | 0 | 0 | 0 | 0 | 0 | 0 | 0 | 0 | 0 | 0 | 0 | 0 | 0 | 0 | 0
0 | 0 | 0 | 0 | 0 | 0 | 0 | 0 | 0 | 0 | 0 | 0 | 0 | 0 | 0 | 0 | 0 | 0 | 0 | 0 | 0
0 | 0 | 0 | 0 | 0 | 0 | 0 | 0 | 0 | 0 | 0 | 0 | 0 | 0 | 0 | 0 | 0 | 0 | 0 | 0 | 0
0 | 0 | 0 | 0 | 0 | 0 | 0 | 0 | 0 | 0 | 0 | 0 | 0 | 0 | 0 | 0 | 0 | 0 | 0 | 0 | 0
0 | 0 | 0 | 0 | 0 | 0 | 0 | 0 | 0 | 0 | 0 | 0 | 0 | 0 | 0 | 0 | 0 | 0 | 0 | 0 | 0
0 | 0 | 0 | 0 | 0 | 0 | 0 | 0 | 0 | 0 | 0 | 0 | 0 | 0 | 0 | 0 | 0 | 0 | 0 | 0 | 0
0 | 0 | 0 | 0 | 0 | 0 | 0 | 0 | 0 | 0 | 0 | 0 | 0 | 0 | 0 | 0 | 0 | 0 | 0 | 0 | 0
0 | 0 | 0 | 0 | 0 | 0 | 0 | 0 | 0 | 0 | 0 | 0 | 0 | 0 | 0 | 0 | 0 | 0 | 0 | 0 | 0
0 | 0 | 0 | 0 | 0 | 0 | 0 | 0 | 0 | 0 | 0 | 0 | 0 | 0 | 0 | 0 | 0 | 0 | 0 | 0 | 0
0 | 0 | 0 | 0 | 0 | 0 | 0 | 0 | 0 | 0 | 0 | 0 | 0 | 0 | 0 | 0 | 0 | 0 | 0 | 0 | 0
0 | 0 | 0 | 0 | 0 | 0 | 0 | 0 | 0 | 0 | 0 | 0 | 0 | 0 | 0 | 0 | 0 | 0 | 0 | 0 | 0
0 | 0 | 0 | 0 | 0 | 0 | 0 | 0 | 0 | 0 | 0 | 0 | 0 | 0 | 0 | 0 | 0 | 0 | 0 | 0 | 0
0 | 0 | 0 | 0 | 0 | 0 | 0 | 0 | 0 | 0 | 0 | 0 | 0 | 0 | 0 | 0 | 0 | 0 | 0 | 0 | 0
0 | 0 | 0 | 0 | 0 | 0 | 0 | 0 | 0 | 0 | 0 | 0 | 0 | 0 | 0 | 0 | 0 | 0 | 0 | 0 | 0
0 | 0 | 0 | 0 | 0 | 0 | 0 | 0 | 0 | 0 | 0 | 0 | 0 | 0 | 0 | 0 | 0 | 0 | 0 | 0 | 0
0 | 0 | 0 | 0 | 0 | 0 | 0 | 0 | 0 | 0 | 0 | 0 | 0 | 0 | 0 | 0 | 0 | 0 | 0 | 0 | 0
0 | 0 | 0 | 0 | 0 | 0 | 0 | 0 | 0 | 0 | 0 | 0 | 0 | 0 | 0 | 0 | 0 | 0 | 0 | 0 | 0
0 | 0 | 0 | 0 | 0 | 0 | 0 | 0 | 0 | 0 | 0 | 0 | 0 | 0 | 0 | 0 | 0 | 0 | 0 | 0 | 0
0 | 0 | 0 | 0 | 0 | 0 | 0 | 0 | 0 | 0 | 0 | 0 | 0 | 0 | 0 | 0 | 0 | 0 | 0 | 0 | 0
0 | 0 | 0 | 0 | 0 | 0 | 0 | 0 | 0 | 0 | 0 | 0 | 0 | 0 | 0 | 0 | 0 | 0 | 0 | 0 | 0
0 | 0 | 0 | 0 | 0 | 0 | 0 | 0 | 0 | 0 | 0 | 0 | 0 | 0 | 0 | 0 | 0 | 0 | 0 | 0 | 0
0 | 0 | 0 | 0 | 0 | 0 | 0 | 0 | 0 | 0 | 0 | 0 | 0 | 0 | 0 | 0 | 0 | 0 | 0 | 0 | 0
0 | 0 | 0 | 0 | 0 | 0 | 0 | 0 | 0 | 0 | 0 | 0 | 0 | 0 | 0 | 0 | 0 | 0 | 0 | 0 | 0
0 | 0 | 0 | 0 | 0 | 0 | 0 | 0 | 0 | 0 | 0 | 0 | 0 | 0 | 0 | 0 | 0 | 0 | 0 | 0 | 0
0 | 0 | 0 | 0 | 0 | 0 | 0 | 0 | 0 | 0 | 0 | 0 | 0 | 0 | 0 | 0 | 0 | 0 | 0 | 0 | 0
0 | 0 | 0 | 0 | 0 | 0 | 0 | 0 | 0 | 0 | 0 | 0 | 0 | 0 | 0 | 0 | 0 | 0 | 0 | 0 | 0
0 | 0 | 0 | 0 | 0 | 0 | 0 | 0 | 0 | 0 | 0 | 0 | 0 | 0 | 0 | 0 | 0 | 0 | 0 | 0 | 0
0 | 0 | 0 | 0 | 0 | 0 | 0 | 0 | 0 | 0 | 0 | 0 | 0 | 0 | 0 | 0 | 0 | 0 | 0 | 0 | 0
0 | 0 | 0 | 0 | 0 | 0 | 0 | 0 | 0 | 0 | 0 | 0 | 0 | 0 | 0 | 0 | 0 | 0 | 0 | 0 | 0
0 | 0 | 0 | 0 | 0 | 0 | 0 | 0 | 0 | 0 | 0 | 0 | 0 | 0 | 0 | 0 | 0 | 0 | 0 | 0 | 0
0 | 0 | 0 | 0 | 0 | 0 | 0 | 0 | 0 | 0 | 0 | 0 | 0 | 0 | 0 | 0 | 0 | 0 | 0 | 0 | 0
0 | 0 | 0 | 0 | 0 | 0 | 0 | 0 | 0 | 0 | 0 | 0 | 0 | 0 | 0 | 0 | 0 | 0 | 0 | 0 | 0
0 | 0 | 0 | 0 | 0 | 0 | 0 | 0 | 0 | 0 | 0 | 0 | 0 | 0 | 0 | 0 | 0 | 0 | 0 | 0 | 0
0 | 0 | 0 | 0 | 0 | 0 | 0 | 0 | 0 | 0 | 0 | 0 | 0 | 0 | 0 | 0 | 0 | 0 | 0 | 0 | 0
0 | 0 | 0 | 0 | 0 | 0 | 0 | 0 | 0 | 0 | 0 | 0 | 0 | 0 | 0 | 0 | 0 | 0 | 0 | 0 | 0
0 | 0 | 0 | 0 | 0 | 0 | 0 | 0 | 0 | 0 | 0 | 0 | 0 | 0 | 0 | 0 | 0 | 0 | 0 | 0 | 0
0 | 0 | 0 | 0 | 0 | 0 | 0 | 0 | 0 | 0 | 0 | 0 | 0 | 0 | 0 | 0 | 0 | 0 | 0 | 0 | 0
0 | 0 | 0 | 0 | 0 | 0 | 0 | 0 | 0 | 0 | 0 | 0 | 0 | 0 | 0 | 0 | 0 | 0 | 0 | 0 | 0
0 | 0 | 0 | 0 | 0 | 0 | 0 | 0 | 0 | 0 | 0 | 0 | 0 | 0 | 0 | 0 | 0 | 0 | 0 | 0 | 0
0 | 0 | 0 | 0 | 0 | 0 | 0 | 0 | 0 | 0 | 0 | 0 | 0 | 0 | 0 | 0 | 0 | 0 | 0 | 0 | 0
0 | 0 | 0 | 0 | 0 | 0 | 0 | 0 | 0 | 0 | 0 | 0 | 0 | 0 | 0 | 0 | 0 | 0 | 0 | 0 | 0
0 | 0 | 0 | 0 | 0 | 0 | 0 | 0 | 0 | 0 | 0 | 0 | 0 | 0 | 0 | 0 | 0 | 0 | 0 | 0 | 0
0 | 0 | 0 | 0 | 0 | 0 | 0 | 0 | 0 | 0 | 0 | 0 | 0 | 0 | 0 | 0 | 0 | 0 | 0 | 0 | 0
0 | 0 | 0 | 0 | 0 | 0 | 0 | 0 | 0 | 0 | 0 | 0 | 0 | 0 | 0 | 0 | 0 | 0 | 0 | 0 | 0
0 | 0 | 0 | 0 | 0 | 0 | 0 | 0 | 0 | 0 | 0 | 0 | 0 | 0 | 0 | 0 | 0 | 0 | 0 | 0 | 0
0 | 0 | 0 | 0 | 0 | 0 | 0 | 0 | 0 | 0 | 0 | 0 | 0 | 0 | 0 | 0 | 0 | 0 | 0 | 0 | 0
0 | 0 | 0 | 0 | 0 | 0 | 0 | 0 | 0 | 0 | 0 | 0 | 0 | 0 | 0 | 0 | 0 | 0 | 0 | 0 | 0
0 | 0 | 0 | 0 | 0 | 0 | 0 | 0 | 0 | 0 | 0 | 0 | 0 | 0 | 0 | 0 | 0 | 0 | 0 | 0 | 0
0 | 0 | 0 | 0 | 0 | 0 | 0 | 0 | 0 | 0 | 0 | 0 | 0 | 0 | 0 | 0 | 0 | 0 | 0 | 0 | 0
0 | 0 | 0 | 0 | 0 | 0 | 0 | 0 | 0 | 0 | 0 | 0 | 0 | 0 | 0 | 0 | 0 | 0 | 0 | 0 | 0
0 | 0 | 0 | 0 | 0 | 0 | 0 | 0 | 0 | 0 | 0 | 0 | 0 | 0 | 0 | 0 | 0 | 0 | 0 | 0 | 0
0 | 0 | 0 | 0 | 0 | 0 | 0 | 0 | 0 | 0 | 0 | 0 | 0 | 0 | 0 | 0 | 0 | 0 | 0 | 0 | 0
0 | 0 | 0 | 0 | 0 | 0 | 0 | 0 | 0 | 0 | 0 | 0 | 0 | 0 | 0 | 0 | 0 | 0 | 0 | 0 | 0
0 | 0 | 0 | 0 | 0 | 0 | 0 | 0 | 0 | 0 | 0 | 0 | 0 | 0 | 0 | 0 | 0 | 0 | 0 | 0 | 0
0 | 0 | 0 | 0 | 0 | 0 | 0 | 0 | 0 | 0 | 0 | 0 | 0 | 0 | 0 | 0 | 0 | 0 | 0 | 0 | 0
0 | 0 | 0 | 0 | 0 | 0 | 0 | 0 | 0 | 0 | 0 | 0 | 0 | 0 | 0 | 0 | 0 | 0 | 0 | 0 | 0
0 | 0 | 0 | 0 | 0 | 0 | 0 | 0 | 0 | 0 | 0 | 0 | 0 | 0 | 0 | 0 | 0 | 0 | 0 | 0 | 0
0 | 0 | 0 | 0 | 0 | 0 | 0 | 0 | 0 | 0 | 0 | 0 | 0 | 0 | 0 | 0 | 0 | 0 | 0 | 0 | 0
0 | 0 | 0 | 0 | 0 | 0 | 0 | 0 | 0 | 0 | 0 | 0 | 0 | 0 | 0 | 0 | 0 | 0 | 0 | 0 | 0
0 | 0 | 0 | 0 | 0 | 0 | 0 | 0 | 0 | 0 | 0 | 0 | 0 | 0 | 0 | 0 | 0 | 0 | 0 | 0 | 0
0 | 0 | 0 | 0 | 0 | 0 | 0 | 0 | 0 | 0 | 0 | 0 | 0 | 0 | 0 | 0 | 0 | 0 | 0 | 0 | 0
0 | 0 | 0 | 0 | 0 | 0 | 0 | 0 | 0 | 0 | 0 | 0 | 0 | 0 | 0 | 0 | 0 | 0 | 0 | 0 | 0
0 | 0 | 0 | 0 | 0 | 0 | 0 | 0 | 0 | 0 | 0 | 0 | 0 | 0 | 0 | 0 | 0 | 0 | 0 | 0 | 0
0 | 0 | 0 | 0 | 0 | 0 | 0 | 0 | 0 | 0 | 0 | 0 | 0 | 0 | 0 | 0 | 0 | 0 | 0 | 0 | 0
0 | 0 | 0 | 0 | 0 | 0 | 0 | 0 | 0 | 0 | 0 | 0 | 0 | 0 | 0 | 0 | 0 | 0 | 0 | 0 | 0
0 | 0 | 0 | 0 | 0 | 0 | 0 | 0 | 0 | 0 | 0 | 0 | 0 | 0 | 0 | 0 | 0 | 0 | 0 | 0 | 0
0 | 0 | 0 | 0 | 0 | 0 | 0 | 0 | 0 | 0 | 0 | 0 | 0 | 0 | 0 | 0 | 0 | 0 | 0 | 0 | 0
0 | 0 | 0 | 0 | 0 | 0 | 0 | 0 | 0 | 0 | 0 | 0 | 0 | 0 | 0 | 0 | 0 | 0 | 0 | 0 | 0
0 | 0 | 0 | 0 | 0 | 0 | 0 | 0 | 0 | 0 | 0 | 0 | 0 | 0 | 0 | 0 | 0 | 0 | 0 | 0 | 0
0 | 0 | 0 | 0 | 0 | 0 | 0 | 0 | 0 | 0 | 0 | 0 | 0 | 0 | 0 | 0 | 0 | 0 | 0 | 0 | 0
0 | 0 | 0 | 0 | 0 | 0 | 0 | 0 | 0 | 0 | 0 | 0 | 0 | 0 | 0 | 0 | 0 | 0 | 0 | 0 | 0
0 | 0 | 0 | 0 | 0 | 0 | 0 | 0 | 0 | 0 | 0 | 0 | 0 | 0 | 0 | 0 | 0 | 0 | 0 | 0 | 0
0 | 0 | 0 | 0 | 0 | 0 | 0 | 0 | 0 | 0 | 0 | 0 | 0 | 0 | 0 | 0 | 0 | 0 | 0 | 0 | 0
0 | 0 | 0 | 0 | 0 | 0 | 0 | 0 | 0 | 0 | 0 | 0 | 0 | 0 | 0 | 0 | 0 | 0 | 0 | 0 | 0
0 | 0 | 0 | 0 | 0 | 0 | 0 | 0 | 0 | 0 | 0 | 0 | 0 | 0 | 0 | 0 | 0 | 0 | 0 | 0 | 0
0 | 0 | 0 | 0 | 0 | 0 | 0 | 0 | 0 | 0 | 0 | 0 | 0 | 0 | 0 | 0 | 0 | 0 | 0 | 0 | 0
0 | 0 | 0 | 0 | 0 | 0 | 0 | 0 | 0 | 0 | 0 | 0 | 0 | 0 | 0 | 0 | 0 | 0 | 0 | 0 | 0
0 | 0 | 0 | 0 | 0 | 0 | 0 | 0 | 0 | 0 | 0 | 0 | 0 | 0 | 0 | 0 | 0 | 0 | 0 | 0 | 0
0 | 0 | 0 | 0 | 0 | 0 | 0 | 0 | 0 | 0 | 0 | 0 | 0 | 0 | 0 | 0 | 0 | 0 | 0 | 0 | 0
0 | 0 | 0 | 0 | 0 | 0 | 0 | 0 | 0 | 0 | 0 | 0 | 0 | 0 | 0 | 0 | 0 | 0 | 0 | 0 | 0
0 | 0 | 0 | 0 | 0 | 0 | 0 | 0 | 0 | 0 | 0 | 0 | 0 | 0 | 0 | 0 | 0 | 0 | 0 | 0 | 0
0 | 0 | 0 | 0 | 0 | 0 | 0 | 0 | 0 | 0 | 0 | 0 | 0 | 0 | 0 | 0 | 0 | 0 | 0 | 0 | 0
0 | 0 | 0 | 0 | 0 | 0 | 0 | 0 | 0 | 0 | 0 | 0 | 0 | 0 | 0 | 0 | 0 | 0 | 0 | 0 | 0
0 | 0 | 0 | 0 | 0 | 0 | 0 | 0 | 0 | 0 | 0 | 0 | 0 | 0 | 0 | 0 | 0 | 0 | 0 | 0 | 0
0 | 0 | 0 | 0 | 0 | 0 | 0 | 0 | 0 | 0 | 0 | 0 | 0 | 0 | 0 | 0 | 0 | 0 | 0 | 0 | 0
0 | 0 | 0 | 0 | 0 | 0 | 0 | 0 | 0 | 0 | 0 | 0 | 0 | 0 | 0 | 0 | 0 | 0 | 0 | 0 | 0
0 | 0 | 0 | 0 | 0 | 0 | 0 | 0 | 0 | 0 | 0 | 0 | 0 | 0 | 0 | 0 | 0 | 0 | 0 | 0 | 0
0 | 0 | 0 | 0 | 0 | 0 | 0 | 0 | 0 | 0 | 0 | 0 | 0 | 0 | 0 | 0 | 0 | 0 | 0 | 0 | 0
0 | 0 | 0 | 0 | 0 | 0 | 0 | 0 | 0 | 0 | 0 | 0 | 0 | 0 | 0 | 0 | 0 | 0 | 0 | 0 | 0
0 | 0 | 0 | 0 | 0 | 0 | 0 | 0 | 0 | 0 | 0 | 0 | 0 | 0 | 0 | 0 | 0 | 0 | 0 | 0 | 0
0 | 0 | 0 | 0 | 0 | 0 | 0 | 0 | 0 | 0 | 0 | 0 | 0 | 0 | 0 | 0 | 0 | 0 | 0 | 0 | 0
0 | 0 | 0 | 0 | 0 | 0 | 0 | 0 | 0 | 0 | 0 | 0 | 0 | 0 | 0 | 0 | 0 | 0 | 0 | 0 | 0
0 | 0 | 0 | 0 | 0 | 0 | 0 | 0 | 0 | 0 | 0 | 0 | 0 | 0 | 0 | 0 | 0 | 0 | 0 | 0 | 0
0 | 0 | 0 | 0 | 0 | 0 | 0 | 0 | 0 | 0 | 0 | 0 | 0 | 0 | 0 | 0 | 0 | 0 | 0 | 0 | 0
0 | 0 | 0 | 0 | 0 | 0 | 0 | 0 | 0 | 0 | 0 | 0 | 0 | 0 | 0 | 0 | 0 | 0 | 0 | 0 | 0
0 | 0 | 0 | 0 | 0 | 0 | 0 | 0 | 0 | 0 | 0 | 0 | 0 | 0 | 0 | 0 | 0 | 0 | 0 | 0 | 0
0 | 0 | 0 | 0 | 0 | 0 | 0 | 0 | 0 | 0 | 0 | 0 | 0 | 0 | 0 | 0 | 0 | 0 | 0 | 0 | 0
0 | 0 | 0 | 0 | 0 | 0 | 0 | 0 | 0 | 0 | 0 | 0 | 0 | 0 | 0 | 0 | 0 | 0 | 0 | 0 | 0
0 | 0 | 0 | 0 | 0 | 0 | 0 | 0 | 0 | 0 | 0 | 0 | 0 | 0 | 0 | 0 | 0 | 0 | 0 | 0 | 0
0 | 0 | 0 | 0 | 0 | 0 | 0 | 0 | 0 | 0 | 0 | 0 | 0 | 0 | 0 | 0 | 0 | 0 | 0 | 0 | 0
0 | 0 | 0 | 0 | 0 | 0 | 0 | 0 | 0 | 0 | 0 | 0 | 0 | 0 | 0 | 0 | 0 | 0 | 0 | 0 | 0
0 | 0 | 0 | 0 | 0 | 0 | 0 | 0 | 0 | 0 | 0 | 0 | 0 | 0 | 0 | 0 | 0 | 0 | 0 | 0 | 0
0 | 0 | 0 | 0 | 0 | 0 | 0 | 0 | 0 | 0 | 0 | 0 | 0 | 0 | 0 | 0 | 0 | 0 | 0 | 0 | 0
0 | 0 | 0 | 0 | 0 | 0 | 0 | 0 | 0 | 0 | 0 | 0 | 0 | 0 | 0 | 0 | 0 | 0 | 0 | 0 | 0
0 | 0 | 0 | 0 | 0 | 0 | 0 | 0 | 0 | 0 | 0 | 0 | 0 | 0 | 0 | 0 | 0 | 0 | 0 | 0 | 0
0 | 0 | 0 | 0 | 0 | 0 | 0 | 0 | 0 | 0 | 0 | 0 | 0 | 0 | 0 | 0 | 0 | 0 | 0 | 0 | 0
0 | 0 | 0 | 0 | 0 | 0 | 0 | 0 | 0 | 0 | 0 | 0 | 0 | 0 | 0 | 0 | 0 | 0 | 0 | 0 | 0
0 | 0 | 0 | 0 | 0 | 0 | 0 | 0 | 0 | 0 | 0 | 0 | 0 | 0 | 0 | 0 | 0 | 0 | 0 | 0 | 0
0 | 0 | 0 | 0 | 0 | 0 | 0 | 0 | 0 | 0 | 0 | 0 | 0 | 0 | 0 | 0 | 0 | 0 | 0 | 0 | 0
0 | 0 | 0 | 0 | 0 | 0 | 0 | 0 | 0 | 0 | 0 | 0 | 0 | 0 | 0 | 0 | 0 | 0 | 0 | 0 | 0
0 | 0 | 0 | 0 | 0 | 0 | 0 | 0 | 0 | 0 | 0 | 0 | 0 | 0 | 0 | 0 | 0 | 0 | 0 | 0 | 0
0 | 0 | 0 | 0 | 0 | 0 | 0 | 0 | 0 | 0 | 0 | 0 | 0 | 0 | 0 | 0 | 0 | 0 | 0 | 0 | 0
0 | 0 | 0 | 0 | 0 | 0 | 0 | 0 | 0 | 0 | 0 | 0 | 0 | 0 | 0 | 0 | 0 | 0 | 0 | 0 | 0
0 | 0 | 0 | 0 | 0 | 0 | 0 | 0 | 0 | 0 | 0 | 0 | 0 | 0 | 0 | 0 | 0 | 0 | 0 | 0 | 0
0 | 0 | 0 | 0 | 0 | 0 | 0 | 0 | 0 | 0 | 0 | 0 | 0 | 0 | 0 | 0 | 0 | 0 | 0 | 0 | 0
0 | 0 | 0 | 0 | 0 | 0 | 0 | 0 | 0 | 0 | 0 | 0 | 0 | 0 | 0 | 0 | 0 | 0 | 0 | 0 | 0
0 | 0 | 0 | 0 | 0 | 0 | 0 | 0 | 0 | 0 | 0 | 0 | 0 | 0 | 0 | 0 | 0 | 0 | 0 | 0 | 0
0 | 0 | 0 | 0 | 0 | 0 | 0 | 0 | 0 | 0 | 0 | 0 | 0 | 0 | 0 | 0 | 0 | 0 | 0 | 0 | 0
0 | 0 | 0 | 0 | 0 | 0 | 0 | 0 | 0 | 0 | 0 | 0 | 0 | 0 | 0 | 0 | 0 | 0 | 0 | 0 | 0
0 | 0 | 0 | 0 | 0 | 0 | 0 | 0 | 0 | 0 | 0 | 0 | 0 | 0 | 0 | 0 | 0 | 0 | 0 | 0 | 0
0 | 0 | 0 | 0 | 0 | 0 | 0 | 0 | 0 | 0 | 0 | 0 | 0 | 0 | 0 | 0 | 0 | 0 | 0 | 0 | 0
0 | 0 | 0 | 0 | 0 | 0 | 0 | 0 | 0 | 0 | 0 | 0 | 0 | 0 | 0 | 0 | 0 | 0 | 0 | 0 | 0
0 | 0 | 0 | 0 | 0 | 0 | 0 | 0 | 0 | 0 | 0 | 0 | 0 | 0 | 0 | 0 | 0 | 0 | 0 | 0 | 0
0 | 0 | 0 | 0 | 0 | 0 | 0 | 0 | 0 | 0 | 0 | 0 | 0 | 0 | 0 | 0 | 0 | 0 | 0 | 0 | 0
0 | 0 | 0 | 0 | 0 | 0 | 0 | 0 | 0 | 0 | 0 | 0 | 0 | 0 | 0 | 0 | 0 | 0 | 0 | 0 | 0
0 | 0 | 0 | 0 | 0 | 0 | 0 | 0 | 0 | 0 | 0 | 0 | 0 | 0 | 0 | 0 | 0 | 0 | 0 | 0 | 0
0 | 0 | 0 | 0 | 0 | 0 | 0 | 0 | 0 | 0 | 0 | 0 | 0 | 0 | 0 | 0 | 0 | 0 | 0 | 0 | 0
0 | 0 | 0 | 0 | 0 | 0 | 0 | 0 | 0 | 0 | 0 | 0 | 0 | 0 | 0 | 0 | 0 | 0 | 0 | 0 | 0
0 | 0 | 0 | 0 | 0 | 0 | 0 | 0 | 0 | 0 | 0 | 0 | 0 | 0 | 0 | 0 | 0 | 0 | 0 | 0 | 0
0 | 0 | 0 | 0 | 0 | 0 | 0 | 0 | 0 | 0 | 0 | 0 | 0 | 0 | 0 | 0 | 0 | 0 | 0 | 0 | 0
0 | 0 | 0 | 0 | 0 | 0 | 0 | 0 | 0 | 0 | 0 | 0 | 0 | 0 | 0 | 0 | 0 | 0 | 0 | 0 | 0
0 | 0 | 0 | 0 | 0 | 0 | 0 | 0 | 0 | 0 | 0 | 0 | 0 | 0 | 0 | 0 | 0 | 0 | 0 | 0 | 0
0 | 0 | 0 | 0 | 0 | 0 | 0 | 0 | 0 | 0 | 0 | 0 | 0 | 0 | 0 | 0 | 0 | 0 | 0 | 0 | 0
0 | 0 | 0 | 0 | 0 | 0 | 0 | 0 | 0 | 0 | 0 | 0 | 0 | 0 | 0 | 0 | 0 | 0 | 0 | 0 | 0
0 | 0 | 0 | 0 | 0 | 0 | 0 | 0 | 0 | 0 | 0 | 0 | 0 | 0 | 0 | 0 | 0 | 0 | 0 | 0 | 0
0 | 0 | 0 | 0 | 0 | 0 | 0 | 0 | 0 | 0 | 0 | 0 | 0 | 0 | 0 | 0 | 0 | 0 | 0 | 0 | 0
0 | 0 | 0 | 0 | 0 | 0 | 0 | 0 | 0 | 0 | 0 | 0 | 0 | 0 | 0 | 0 | 0 | 0 | 0 | 0 | 0
0 | 0 | 0 | 0 | 0 | 0 | 0 | 0 | 0 | 0 | 0 | 0 | 0 | 0 | 0 | 0 | 0 | 0 | 0 | 0 | 0
0 | 0 | 0 | 0 | 0 | 0 | 0 | 0 | 0 | 0 | 0 | 0 | 0 | 0 | 0 | 0 | 0 | 0 | 0 | 0 | 0
0 | 0 | 0 | 0 | 0 | 0 | 0 | 0 | 0 | 0 | 0 | 0 | 0 | 0 | 0 | 0 | 0 | 0 | 0 | 0 | 0
0 | 0 | 0 | 0 | 0 | 0 | 0 | 0 | 0 | 0 | 0 | 0 | 0 | 0 | 0 | 0 | 0 | 0 | 0 | 0 | 0
0 | 0 | 0 | 0 | 0 | 0 | 0 | 0 | 0 | 0 | 0 | 0 | 0 | 0 | 0 | 0 | 0 | 0 | 0 | 0 | 0
0 | 0 | 0 | 0 | 0 | 0 | 0 | 0 | 0 | 0 | 0 | 0 | 0 | 0 | 0 | 0 | 0 | 0 | 0 | 0 | 0
0 | 0 | 0 | 0 | 0 | 0 | 0 | 0 | 0 | 0 | 0 | 0 | 0 | 0 | 0 | 0 | 0 | 0 | 0 | 0 | 0
0 | 0 | 0 | 0 | 0 | 0 | 0 | 0 | 0 | 0 | 0 | 0 | 0 | 0 | 0 | 0 | 0 | 0 | 0 | 0 | 0
0 | 0 | 0 | 0 | 0 | 0 | 0 | 0 | 0 | 0 | 0 | 0 | 0 | 0 | 0 | 0 | 0 | 0 | 0 | 0 | 0
0 | 0 | 0 | 0 | 0 | 0 | 0 | 0 | 0 | 0 | 0 | 0 | 0 | 0 | 0 | 0 | 0 | 0 | 0 | 0 | 0
0 | 0 | 0 | 0 | 0 | 0 | 0 | 0 | 0 | 0 | 0 | 0 | 0 | 0 | 0 | 0 | 0 | 0 | 0 | 0 | 0
0 | 0 | 0 | 0 | 0 | 0 | 0 | 0 | 0 | 0 | 0 | 0 | 0 | 0 | 0 | 0 | 0 | 0 | 0 | 0 | 0
0 | 0 | 0 | 0 | 0 | 0 | 0 | 0 | 0 | 0 | 0 | 0 | 0 | 0 | 0 | 0 | 0 | 0 | 0 | 0 | 0
0 | 0 | 0 | 0 | 0 | 0 | 0 | 0 | 0 | 0 | 0 | 0 | 0 | 0 | 0 | 0 | 0 | 0 | 0 | 0 | 0
0 | 0 | 0 | 0 | 0 | 0 | 0 | 0 | 0 | 0 | 0 | 0 | 0 | 0 | 0 | 0 | 0 | 0 | 0 | 0 | 0
0 | 0 | 0 | 0 | 0 | 0 | 0 | 0 | 0 | 0 | 0 | 0 | 0 | 0 | 0 | 0 | 0 | 0 | 0 | 0 | 0
0 | 0 | 0 | 0 | 0 | 0 | 0 | 0 | 0 | 0 | 0 | 0 | 0 | 0 | 0 | 0 | 0 | 0 | 0 | 0 | 0
0 | 0 | 0 | 0 | 0 | 0 | 0 | 0 | 0 | 0 | 0 | 0 | 0 | 0 | 0 | 0 | 0 | 0 | 0 | 0 | 0
0 | 0 | 0 | 0 | 0 | 0 | 0 | 0 | 0 | 0 | 0 | 0 | 0 | 0 | 0 | 0 | 0 | 0 | 0 | 0 | 0
0 | 0 | 0 | 0 | 0 | 0 | 0 | 0 | 0 | 0 | 0 | 0 | 0 | 0 | 0 | 0 | 0 | 0 | 0 | 0 | 0
0 | 0 | 0 | 0 | 0 | 0 | 0 | 0 | 0 | 0 | 0 | 0 | 0 | 0 | 0 | 0 | 0 | 0 | 0 | 0 | 0
0 | 0 | 0 | 0 | 0 | 0 | 0 | 0 | 0 | 0 | 0 | 0 | 0 | 0 | 0 | 0 | 0 | 0 | 0 | 0 | 0
0 | 0 | 0 | 0 | 0 | 0 | 0 | 0 | 0 | 0 | 0 | 0 | 0 | 0 | 0 | 0 | 0 | 0 | 0 | 0 | 0
0 | 0 | 0 | 0 | 0 | 0 | 0 | 0 | 0 | 0 | 0 | 0 | 0 | 0 | 0 | 0 | 0 | 0 | 0 | 0 | 0

## Output
Program Summary |  | Nominal | Present Value |  | Performance Earnings Basis |  |  |  | Avoided Cost Version
Proposer Name |  | Southern California Edison |  |  | Resource Benefit, net. |  | 2587931674.2137 |  | 2008-05-10
Program Name |  | SCE Total Roll-up E3 Calculator - No Carbon Adder - Compliance Scenario |  |  | Incr Measure Cost, net. |  | 814825664.2069 |  | 2008-05-22
Total Program Budget ($) |  | 1343678999.7858 | 1248462538.7925 |  | Program Incentive Cost, net |  | 0 |  | Base Year
[5 empty] | Program Admin Cost |  | 1343678999.7858 |  | 2009
Net Participant Cost ($) |  | 955913001.8762 | 814825664.2069 |  | Performance Earnings Basis |  | 701035564.9566 |  | SCE PlannerTOU(1000)1e2.xls
Program Impacts | [9 empty] | Program Impacts (Gross)
| Annual Net kWh | Lifecycle Net kWh | Annual Net Therms | Lifecycle Net Therms | Net Jul-Sept Pk (kW) | Net Dec-Feb Pk (kW) | Net CEC (kW) | User Entered kW |  |  | Annual Gross kWh | Lifecycle Gross kWh | Annual Gross Therms | Lifecycle Gross Therms | User Entered kW
2009-2011 | 3306518280.5612 | 37251294880.8546 | -38879881.1262 | -397709905.7521 | 680556.001 | 430084.9071 | 717514.4669 | 676410.3373 |  | 2009-2011 | 4776028924.7677 | 52869556867.4117 | -56529390.6694 | -567013018.8376 | 979241.8453
2012-2015 | 158356291.2687 | 2239651821.3871 | -2328218.7424 | -32849195.6255 | 33859.5385 | 25280.7077 | 34363.3152 | 35035.0082 |  | 2012-2015 | 240843221.3233 | 3402990299.5839 | -3340942.3496 | -47130041.4105 | 54385.2674
Total 2009-2015 | 3464874571.8299 | 39490946702.2417 | -41208099.8686 | -430559101.3776 | 714415.5395 | 455365.6148 | 751877.7821 | 711445.3455 |  | Total 2009-2015 | 5016872146.091 | 56272547166.9956 | -59870333.019 | -614143060.2481 | 1033627.1128
Cost Effectiveness (Lifecycle Present Value Dollars)
|  | Benefits |  |  | Benefit - Cost
| Cost | Electric | Gas | Incentives | NPV | B/C Ratio | Notes
Program TRC ($) | 2063288202.9995 | 2813013475.4889 | -225081801.2751 | NA | 524643471.2143 | 1.2543 | *1
Program PAC ($) | 1248462538.7925 | 2813013475.4889 | -225081801.2751 | NA | 1339469135.4212 | 2.0729 | *1,2
Program RIM ($) | 4561969627.9711 | 2813013475.4889 | -225081801.2751 | NA | -1974037953.7573 | 0.56728 | *1
*1 B/C Ratio is an approximation because any supply cost increases are treated as negative benefits rather than as a cost as in the Standard Practice Manual
*2 PAC benefits include environmental costs. This is to be consistent with the TRC benefits, but is not strictly consistent with the Standard Practice Manual.
Levelized Cost and Benefit (All Measures Installed through 2012)
| Discounted Savings |  |  |  | Benefit - Cost
| kWh | Therms | Cost | Benefits | NPV
TRC ($/kWh ) | 21372292286.2758 |  | 0.1046 | 0.13162 | 0.027021
PAC ($/kWh) | 21372292286.2758 |  | 0.064485 | 0.13162 | 0.067134
RIM ($/kWh) | 21372292286.2758 |  | 0.23202 | 0.13162 | -0.1004
TRC ($/therm) |  | -242124421.3851 | 0.79084 | 0.92961 | 0.13878
PAC ($/therm) |  | -242124421.3851 | 0.53583 | 0.92961 | 0.39378
RIM ($/therm) |  | -242124421.3851 | 1.6387 | 0.92961 | -0.7091
Emissions Reductions | [9 empty] | Emissions Reductions (Gross)
| Electric Reductions |  |  | Gas Reductions | [6 empty] | Electric Reductions |  |  | Gas Reductions
Annual Reductions | CO2 (tons) | NOX (lbs) | PM-10 (lbs) | CO2 (tons) | NOX (lbs) |  |  |  |  | Annual Reductions | CO2 (tons) | NOX (lbs) | PM-10 (lbs) | CO2 (tons) | NOX (lbs)
2009 | 519277.8492 | 140374.2276 | 66705.5141 | -64597.0286 | -104972.9467 | * annual reductions are the units |  |  |  | 2009 | 757064.6358 | 204540.823 | 97265.4615 | -94517.2615 | -153362.5834 | * annual reductions are the units
2010 | 700820.8629 | 190709.0251 | 89867.583 | -81284.5659 | -132312.9326 | implemented in the year, times |  |  |  | 2010 | 1017502.76 | 276704.6134 | 130499.0592 | -118543.6529 | -192674.3009 | implemented in the year, times
2011 | 680646.0342 | 184876.2771 | 87323.7068 | -81565.7101 | -133105.6283 | the annual emission reduction |  |  |  | 2011 | 968725.6462 | 262954.4521 | 124304.3524 | -117636.021 | -191698.2171 | the annual emission reduction
2012 | 57872.7577 | 15618.1479 | 7437.5525 | -7924.6387 | -13266.1277 | for the measure. |  |  |  | 2012 | 88863.5939 | 23961.7983 | 11422.8609 | -11478.6274 | -19213.7437 | for the measure.
2013 | 24835.2239 | 6724.4171 | 3188.9265 | -4169.5305 | -6975.2321 |  |  |  |  | 2013 | 37211.5235 | 10071.9839 | 4778.5205 | -5928.6236 | -9915.8277
2014 | 6565.4224 | 1769.7842 | 844.0149 | -1277.4994 | -2136.4492 |  |  |  |  | 2014 | 9693.5984 | 2614.5663 | 1245.9613 | -1790.8027 | -2993.9764
2015 | 1173.6831 | 314.7674 | 151.0854 | -248.411 | -416.1416 |  |  |  |  | 2015 | 1688.1928 | 452.416 | 217.3595 | -346.459 | -580.3929
Total Annual | 1991191.8333 | 540386.6465 | 255518.3832 | -241067.3842 | -393185.4582 |  |  |  |  | Total Annual | 2880749.9505 | 781300.653 | 369733.5752 | -350241.4482 | -570439.0423
Lifecycle Reductions | [9 empty] | Lifecycle Reductions
2009 | 5779239.4184 | 1565900.8431 | 741934.4084 | -655002.4007 | -1074198.7389 |  |  |  |  | 2009 | 8224649.4299 | 2228747.487 | 1055842.0442 | -936931.1132 | -1535129.9707
2010 | 8136383.8259 | 2222091.2599 | 1042336.028 | -827080.8845 | -1358185.6455 |  |  |  |  | 2010 | 11612486.2228 | 3171528.7912 | 1487640.6807 | -1181957.1534 | -1939246.523
2011 | 7579567.4706 | 2064337.0447 | 971719.5927 | -844519.6635 | -1389409.4097 |  |  |  |  | 2011 | 10670420.2726 | 2905806.8078 | 1368017.6579 | -1198137.8936 | -1969751.0744
2012 | 814458.8878 | 219679.1218 | 104685.7053 | -111883.4284 | -187307.9375 |  |  |  |  | 2012 | 1248797.7694 | 336635.9714 | 160537.5841 | -162128.245 | -271396.1809
2013 | 352359.9379 | 95278.1983 | 45260.2338 | -58555.2002 | -97968.0484 |  |  |  |  | 2013 | 528819.7223 | 142984.4185 | 67927.3688 | -83259.7992 | -139268.4311
2014 | 94365.2303 | 25431.6992 | 12131.7753 | -18184.0239 | -30415.1189 |  |  |  |  | 2014 | 139217.5896 | 37543.212 | 17895.0981 | -25397.5448 | -42467.1576
2015 | 16842.2993 | 4514.5546 | 2168.3643 | -3545.1418 | -5938.8701 |  |  |  |  | 2015 | 24173.6806 | 6474.6296 | 3112.8855 | -4925.1534 | -8250.6843
Total Lifecycle | 22773217.07 | 6197232.7215 | 2920236.1077 | -2518770.7431 | -4143423.7692 |  |  |  |  | Total Lifecycle | 32448564.6872 | 8829721.3174 | 4160973.3192 | -3592736.9025 | -5905510.0219
Reductions based on total annual installations | [9 empty] | Reductions (Gross) based on total annual installations
| Annual Net kWh | Lifecycle Net kWh | Annual Net Therms | Lifecycle Net Therms | Net July-Sept Peak (kW) | Net Dec-Feb (kW) | Net CEC (kW) | User Entered kW | Net Annual NCP (kW) |  | Annual Gross kWh | Lifecycle Gross kWh | Annual Gross Therms | Lifecycle Gross Therms | User Entered kW
2009 | 908070691.3232 | 10076842282.5002 | -11042227.1074 | -111966222.3389 | 180783.2143 | 120839.4337 | 197051.34 | 184793.3143 | 175375.8401 | 2009 | 1324814150.9283 | 14338651730.247 | -16156796.8374 | -160159164.6504 | 269053.8763
2010 | 1215326629.3959 | 14044739250.6132 | -13894797.5878 | -141381347.7804 | 259682.248 | 157282.1018 | 263725.8786 | 252873.0102 | 308130.1567 | 2010 | 1765966717.0229 | 20044292444.0055 | -20263872.2933 | -202043957.8449 | 367416.624
2011 | 1183120959.8421 | 13129713347.7413 | -13942856.4309 | -144362335.6329 | 240090.5386 | 151963.3716 | 256737.2483 | 238744.0128 | 332439.1952 | 2011 | 1685248056.8164 | 18486612693.1592 | -20108721.5387 | -204809896.3423 | 342771.345
2012 | 101418512.5921 | 1428257899.9302 | -1354639.0936 | -19125372.3703 | 20105.7563 | 15741.0343 | 22007.8172 | 20647.0792 | 168359.2332 | 2012 | 155889378.6149 | 2191508452.7586 | -1962158.5247 | -27714229.907 | 32119.7987
2013 | 43342788.5414 | 615976321.8467 | -712740.2558 | -10009435.9397 | 10158.0557 | 7013.0459 | 9405.3851 | 10589.8077 | -20200.5011 | 2013 | 64970134.4693 | 924522852.8304 | -1013439.9393 | -14232444.3053 | 16458.283
2014 | 11522121.3746 | 165652999.8667 | -218375.9687 | -3108380.1618 | 3167.0754 | 2128.0374 | 2500.3003 | 3335.6723 | -39583.0354 | 2014 | 16999418.5724 | 244196651.8093 | -306120.1169 | -4341460.6416 | 5148.8416
2015 | 2072868.7606 | 29764599.7435 | -42463.4242 | -606007.1537 | 428.6511 | 398.5901 | 449.8125 | 462.449 | -29296.4 | 2015 | 2984289.6667 | 42762342.1855 | -59223.7686 | -841906.5565 | 658.3442
Total | 3464874571.8299 | 39490946702.2417 | -41208099.8686 | -430559101.3776 | 714415.5395 | 455365.6148 | 751877.7821 | 711445.3455 | 895224.4886 | Total | 5016872146.091 | 56272547166.9956 | -59870333.019 | -614143060.2481 | 1033627.1128
Net Impacts by Sector (All Measures Installed through 2012)
| Annual Net kWh | Lifecycle Net kWh | Annual Net Therms | Lifecycle Net Therms | Net July-Sept Peak (kW) | Net Dec-Feb (kW) | Net CEC (kW) | User Entered kW | TRC Lifecycle Net Benefits* ($)
Total | 1351556641.826 | 16762100496.1995 | -7851011.2746 | -91502903.9033 | 215920.8478 | 175536.7844 | 293287.7913 | 215921.2793 | 183115714.0029
Residential | 61432339.0924 | 502056914.2198 | 125333.3564 | 2796462.9784 | 17187.9894 | 6825.2495 | 13330.8176 | 17187.9894 | -15166725.4224
Small_Office | 0 | 0 | 0 | 0 | 0 | 0 | 0 | 0 | 0
Large_Office | 0 | 0 | 0 | 0 | 0 | 0 | 0 | 0 | 0
Small_Retail_Store | 0 | 0 | 0 | 0 | 0 | 0 | 0 | 0 | 0
Large_Retail_Store | 0 | 0 | 0 | 0 | 0 | 0 | 0 | 0 | 0
Grocery_Store | 0 | 0 | 0 | 0 | 0 | 0 | 0 | 0 | 0
Food_Store | 0 | 0 | 0 | 0 | 0 | 0 | 0 | 0 | 0
Restaurant | 0 | 0 | 0 | 0 | 0 | 0 | 0 | 0 | 0
Fast_Food_Restaurant | 0 | 0 | 0 | 0 | 0 | 0 | 0 | 0 | 0
Sit_Down_Restaurant | 0 | 0 | 0 | 0 | 0 | 0 | 0 | 0 | 0
Storage_Building | 0 | 0 | 0 | 0 | 0 | 0 | 0 | 0 | 0
Refrigerated_Warehouse | 0 | 0 | 0 | 0 | 0 | 0 | 0 | 0 | 0
Non-Refrig._Warehouse | 0 | 0 | 0 | 0 | 0 | 0 | 0 | 0 | 0
Hotel_Motel | 0 | 0 | 0 | 0 | 0 | 0 | 0 | 0 | 0
Medical_Clinic | 0 | 0 | 0 | 0 | 0 | 0 | 0 | 0 | 0
School | 0 | 0 | 0 | 0 | 0 | 0 | 0 | 0 | 0
K_thru_12_School | 0 | 0 | 0 | 0 | 0 | 0 | 0 | 0 | 0
College_University | 0 | 0 | 0 | 0 | 0 | 0 | 0 | 0 | 0
Assembly | 0 | 0 | 0 | 0 | 0 | 0 | 0 | 0 | 0
Trans_Comm_Util | 0 | 0 | 0 | 0 | 0 | 0 | 0 | 0 | 0
Misc._Commercial | 749717782.2735 | 8708095631.252 | -7976344.631 | -94299366.8817 | 120860.5686 | 90688.7082 | 162688.7588 | 120861 | 142100613.9595
Industrial | 490259689.4867 | 6983708771.2971 | 0 | 0 | 61548.0162 | 62323.3664 | 106386.3526 | 61548.0162 | 60812514.3225
Agricultural | 50146830.9734 | 568239179.4307 | 0 | 0 | 16324.2737 | 15699.4603 | 10881.8623 | 16324.2737 | -4630688.8567
Hospital | 0 | 0 | 0 | 0 | 0 | 0 | 0 | 0 | 0
* Include program-level and admin costs allocated based to total gas and electric programs at the measure level.
Net Impacts by CPUC End Use Categories (All Measures Installed through 2012)
| Annual Net kWh | Lifecycle Net kWh | Annual Net Therms | Lifecycle Net Therms | Net July-Sept Peak (kW) | Net Dec-Feb Pk (kW) | Net CEC (kW) | User Entered kW | TRC Lifecycle Net Benefits* ($)
Total | 3464874571.8299 | 39490946702.2417 | -41208099.8686 | -430559101.3776 | 714415.5395 | 455365.6148 | 751877.7821 | 711445.3455 | 543895782.7749
Clothes Dryer | 0 | 0 | 0 | 0 | 0 | 0 | 0 | 0 | 0
Clothes Washer | 585902.7752 | 6595209.6894 | -15880.0348 | -178636.9745 | 285.485 | 388.495 | 127.1409 | 285.485 | -3625290.6665
Consumer Electronics | 0 | 0 | 0 | 0 | 0 | 0 | 0 | 0 | 0
Cooking | 0 | 0 | 0 | 0 | 0 | 0 | 0 | 0 | 0
Dishwasher | 0 | 0 | 0 | 0 | 0 | 0 | 0 | 0 | 0
Other Appliance | 0 | 0 | 0 | 0 | 0 | 0 | 0 | 0 | 0
Office Equipment | 0 | 0 | 0 | 0 | 0 | 0 | 0 | 0 | 0
Building shell | 0 | 0 | 0 | 0 | 0 | 0 | 0 | 0 | 0
Space Cooling | 775551213.7176 | 10867343683.1968 | -3236374.9208 | -47125351.7246 | 287813.8331 | 74713.2503 | 168294.6134 | 252149.4665 | 88990816.4837
Space Heating | 0 | 0 | 0 | 0 | 0 | 0 | 0 | 0 | 0
Ventilation | 0 | 0 | 0 | 0 | 0 | 0 | 0 | 0 | 0
Interior Lighting | 1520603448.4694 | 14977680054.7482 | -28898971.8584 | -299775939.6581 | 264899.7337 | 235723.2038 | 329970.9483 | 293139.9559 | 305861313.581
Exterior Lighting | 150067358.7869 | 2286150369.4563 | 0 | 0 | 0 | 0.43149 | 32564.6169 | 0.43149 | 50181729.6217
Daylighting | 0 | 0 | 0 | 0 | 0 | 0 | 0 | 0 | 0
Motors | 0 | 0 | 0 | 0 | 0 | 0 | 0 | 0 | 0
Process | 490259689.4867 | 6983708771.2971 | 0 | 0 | 61548.0162 | 62323.3664 | 106386.3526 | 61548.0162 | 60812514.3225
Compressed Air | 0 | 0 | 0 | 0 | 0 | 0 | 0 | 0 | 0
Food Processor | 0 | 0 | 0 | 0 | 0 | 0 | 0 | 0 | 0
Refrigeration | 302207034.2876 | 2226022976.8569 | -6546127.0832 | -47632894.6831 | 47020.9914 | 30420.5202 | 65578.9264 | 51474.5103 | 27166357.6801
Freezers | 0 | 0 | 0 | 0 | 0 | 0 | 0 | 0 | 0
Pumps | 50146830.9734 | 568239179.4307 | 0 | 0 | 16324.2737 | 15699.4603 | 10881.8623 | 16324.2737 | -4630688.8567
Pool Pump | 7764821 | 77648210 | 0 | 0 | 1613.7732 | 1613.7732 | 1684.9662 | 1613.7732 | -3779696.7604
Domestic Hot Water | 308239 | 3082390 | 0 | 0 | 110.1 | 110.1 | 66.8879 | 110.1 | -470193.8693
Water Heating | 427080.7921 | 4320532.7814 | 0 | 0 | 93.9574 | 160.1245 | 92.6765 | 93.9574 | 195891.6539
Other | 166952952.541 | 1490155324.785 | -2510745.9714 | -35846278.3374 | 34705.3759 | 34212.8897 | 36228.7907 | 34705.3759 | 23193029.5849
* Include program-level and admin costs allocated based to total gas and electric programs at the measure level.
Net Impacts by Climate Zone (All Measures Installed through 2012)
| Annual Net kWh | Lifecycle Net kWh | Annual Net Therms | Lifecycle Net Therms | Net July-Sept Peak (kW) | Net dec-Feb Pk (kW) | Net CEC (kW) | User Entered kW | TRC Lifecycle Net Benefits* ($)
Total | 3464874571.8299 | 39490946702.2417 | -41208099.8686 | -41208099.8686 | 714415.5395 | 455365.6148 | 751877.7821 | 751877.7821 | 543895782.7749
6 | 0 | 0 | 0 | 0 | 0 | 0 | 0 | 0 | 0
8 | 0 | 0 | 0 | 0 | 0 | 0 | 0 | 0 | 0
9 | 0 | 0 | 0 | 0 | 0 | 0 | 0 | 0 | 0
10 | 0 | 0 | 0 | 0 | 0 | 0 | 0 | 0 | 0
13 | 0 | 0 | 0 | 0 | 0 | 0 | 0 | 0 | 0
14 | 0 | 0 | 0 | 0 | 0 | 0 | 0 | 0 | 0
15 | 0 | 0 | 0 | 0 | 0 | 0 | 0 | 0 | 0
16 | 0 | 0 | 0 | 0 | 0 | 0 | 0 | 0 | 0
System | 3464874571.8299 | 39490946702.2417 | -41208099.8686 | -41208099.8686 | 714415.5395 | 455365.6148 | 751877.7821 | 751877.7821 | 543895782.7749
0 | 0 | 0 | 0 | 0 | 0 | 0 | 0 | 0 | 0
0 | 0 | 0 | 0 | 0 | 0 | 0 | 0 | 0 | 0
* Include program-level and admin costs allocated based to total gas and electric programs at the measure level.
Persistent reductions in the summer (3rd Qtr) or winter (4th Qtr) of each year
| Net July-Sept Peak (kW) | Net Annual Dec-Feb (kW)
2009 | 90391.6072 | 120839.4337
2010 | 310624.3383 | 278121.5355
2011 | 560510.7317 | 429462.6764
2012 | 677271.902 | 424316.3703
2013 | 663196.3497 | 404306.8775
2014 | 632877.7248 | 375861.0901
2015 | 609298.4319 | 365550.3505
2016 | 586518.9112 | 341993.7718
Monthly Impacts
First Year for Impact Table: | 2009
| Quarter | Monthly Five Hour Avg or TOU Peak | Net Monthly NCP (kW) |  | Monthly Net kWh | Monthly Net Therms
2009-01-01 | 1 | 0 | 0 |  | 0 | 0
2009-02-01 | 1 | 0 | 0 |  | 0 | 0
2009-03-01 | 1 | 0 | 0 |  | 0 | 0
2009-04-01 | 2 | 25753.4224 | 51456.7044 |  | 17160624.073 | -117515.8774
2009-05-01 | 2 | 38170.7092 | 50736.2864 |  | 18319263.1688 | -117515.8774
2009-06-01 | 2 | 29229.8296 | 57857.4811 |  | 20612844.3628 | -117515.8774
2009-07-01 | 3 | 90037.6626 | 120327.7847 |  | 45251268.0537 | -235031.7549
2009-08-01 | 3 | 93353.7531 | 123498.4428 |  | 45858949.9205 | -235031.7549
2009-09-01 | 3 | 87783.4058 | 132207.1528 |  | 44122017.9663 | -235031.7549
2009-10-01 | 4 | 96365.3176 | 175375.8401 |  | 57633553.4862 | -1027730.7561
2009-11-01 | 4 | 90353.7063 | 151680.1431 |  | 51875882.9919 | -1027730.7561
2009-12-01 | 4 | 86275.9121 | 135123.2792 |  | 49923610.5568 | -1027730.7561
2010-01-01 | 5 | 125666.1553 | 189865.2583 |  | 67605035.4917 | -1370307.6748
2010-02-01 | 5 | 121817.5963 | 193806.7552 |  | 65390661.9087 | -1370307.6748
2010-03-01 | 5 | 109433.1091 | 185271.8187 |  | 67692879.7034 | -1370307.6748
2010-04-01 | 6 | 137750.5531 | 277536.8084 |  | 91142590.9238 | -625646.6629
2010-05-01 | 6 | 206796.9053 | 274030.8854 |  | 97628231.3428 | -625646.6629
2010-06-01 | 6 | 156799.6725 | 314034.9879 |  | 110944336.0074 | -625646.6629
2010-07-01 | 7 | 310080.9155 | 411722.9609 |  | 153492720.2425 | -781229.816
2010-08-01 | 7 | 321121.3246 | 422906.9084 |  | 155683399.0788 | -781229.816
2010-09-01 | 7 | 300670.775 | 453263.8708 |  | 149440990.9842 | -781229.816
2010-10-01 | 8 | 258024.669 | 483505.9968 |  | 154224310.6552 | -2640407.9139
2010-11-01 | 8 | 238588.4717 | 411677.6713 |  | 136719680.6806 | -2640407.9139
2010-12-01 | 8 | 226024.5108 | 362346.9264 |  | 130535596.6224 | -2640407.9139
2011-01-01 | 9 | 290364.0441 | 448241.7033 |  | 154404603.3938 | -3063774.6603
2011-02-01 | 9 | 280979.3977 | 461044.707 |  | 149879573.5694 | -3063774.6603
2011-03-01 | 9 | 251319.234 | 440302.3838 |  | 155552176.1466 | -3063774.6603
2011-04-01 | 10 | 274981.5295 | 558907.4636 |  | 180613031.1449 | -1260151.3021
2011-05-01 | 10 | 418927.7936 | 552753.2547 |  | 194216122.3773 | -1260151.3021
2011-06-01 | 10 | 314853.8648 | 637896.0225 |  | 224151104.0852 | -1260151.3021
2011-07-01 | 11 | 559986.6887 | 740638.4233 |  | 277201739.3161 | -1427906.482
2011-08-01 | 11 | 579546.8859 | 760973.9003 |  | 281215814.3885 | -1427906.482
2011-09-01 | 11 | 541998.6204 | 815945.192 |  | 269854646.3828 | -1427906.482
2011-10-01 | 12 | 423975.6009 | 794722.5521 |  | 254194980.587 | -4303366.1745
2011-11-01 | 12 | 391758.1858 | 675883.5719 |  | 225276132.4206 | -4303366.1745
2011-12-01 | 12 | 371112.0849 | 594242.114 |  | 215041838.0318 | -4303366.1745
2012-01-01 | 13 | 448067.7972 | 687583.7939 |  | 239657264.9302 | -4715252.3666
2012-02-01 | 13 | 433781.3127 | 708298.7796 |  | 232732279.5518 | -4715252.3666
2012-03-01 | 13 | 388444.2752 | 676496.4178 |  | 241348440.7973 | -4715252.3666
2012-04-01 | 14 | 372999.2989 | 754189.7358 |  | 245633447.7136 | -1783368.8865
2012-05-01 | 14 | 565326.8586 | 745802.8732 |  | 263825652.524 | -1783368.8865
2012-06-01 | 14 | 429733.3497 | 862979.8477 |  | 306628919.7542 | -1783368.8865
2012-07-01 | 15 | 676799.1388 | 893869.6941 |  | 336971384.8686 | -1804631.9103
2012-08-01 | 15 | 699845.6095 | 917670.0048 |  | 341725720.6495 | -1804631.9103
2012-09-01 | 15 | 655170.9577 | 984304.4251 |  | 328066867.5986 | -1804631.9103
2012-10-01 | 16 | 460763.0094 | 862109.2329 |  | 277030159.0719 | -4780986.307
2012-11-01 | 16 | 425315.604 | 732655.2523 |  | 245816439.2178 | -4780986.307
2012-12-01 | 16 | 402918.191 | 643413.9944 |  | 234810975.7416 | -4780986.307
2013-01-01 | 17 | 442532.4741 | 671901.8818 |  | 238172556.0694 | -4802317.2505
2013-02-01 | 17 | 428764.6767 | 698806.5705 |  | 231492771.8239 | -4802317.2505
2013-03-01 | 17 | 384652.1989 | 667142.6816 |  | 239650363.9757 | -4802317.2505
2013-04-01 | 18 | 367268.4555 | 739272.3452 |  | 242237594.9125 | -1853004.5363
2013-05-01 | 18 | 552740.9174 | 731251.4456 |  | 260042592.1848 | -1853004.5363
2013-06-01 | 18 | 426105.7594 | 849114.6781 |  | 303629647.0184 | -1853004.5363
2013-07-01 | 19 | 663247.4296 | 875702.6612 |  | 331625538.7641 | -1858947.7024
2013-08-01 | 19 | 684714.5059 | 897653.289 |  | 336138937.2818 | -1858947.7024
2013-09-01 | 19 | 641627.1135 | 964103.924 |  | 322637176.7216 | -1858947.7024
2013-10-01 | 20 | 444844.7817 | 836514.8493 |  | 269318584.9036 | -4820700.0786
2013-11-01 | 20 | 409057.0435 | 708377.3611 |  | 238887059.307 | -4820700.0786
2013-12-01 | 20 | 387067.6416 | 619858.3589 |  | 228209861.8161 | -4820700.0786
2014-01-01 | 21 | 421732.7802 | 635994.705 |  | 229593088.3459 | -4826885.4443
2014-02-01 | 21 | 408954.9986 | 670067.2292 |  | 223360436.8473 | -4826885.4443
2014-03-01 | 21 | 367138.1586 | 638675.2884 |  | 230818259.5139 | -4826885.4443
2014-04-01 | 22 | 349625.1122 | 706536.661 |  | 232164591.0385 | -1867573.1863
2014-05-01 | 22 | 524947.8374 | 698959.1025 |  | 249253551.4758 | -1867573.1863
2014-06-01 | 22 | 408480.4291 | 815368.8296 |  | 292781746.0514 | -1867573.1863
2014-07-01 | 23 | 633526.59 | 838551.9495 |  | 318136050.2342 | -1861334.1639
2014-08-01 | 23 | 653031.9429 | 858462.4774 |  | 322398109.8307 | -1861334.1639
2014-09-01 | 23 | 612074.6415 | 924520.8887 |  | 309334650.5227 | -1861334.1639
2014-10-01 | 24 | 417319.8411 | 795469.0481 |  | 255186527.1642 | -4634739.1831
2014-11-01 | 24 | 382434.7961 | 670355.1831 |  | 226283670.3574 | -4634739.1831
2014-12-01 | 24 | 361149.4711 | 583907.6666 |  | 216147588.577 | -4634739.1831
2015-01-01 | 25 | 392360.6539 | 591346.9516 |  | 216319101.8164 | -4571052.8565
2015-02-01 | 25 | 380486.8718 | 631156.2169 |  | 210735138.6446 | -4571052.8565
2015-03-01 | 25 | 341093.2623 | 600194.2877 |  | 217216890.1557 | -4571052.8565
2015-04-01 | 26 | 330151.6383 | 673644.9161 |  | 220936776.0832 | -1847588.4144
2015-05-01 | 26 | 497455.4896 | 666009.2168 |  | 237069209.6815 | -1847588.4144
2015-06-01 | 26 | 386716.7762 | 779678.2238 |  | 279658408.7697 | -1847588.4144
2015-07-01 | 27 | 610038.5067 | 810191.6017 |  | 306509356.0667 | -1843131.1304
2015-08-01 | 27 | 628815.8576 | 829380.4136 |  | 310719022.213 | -1843131.1304
2015-09-01 | 27 | 589040.9314 | 895224.4886 |  | 298216726.7583 | -1843131.1304
2015-10-01 | 28 | 404412.8589 | 776692.5399 |  | 247714970.1333 | -4355377.7245
2015-11-01 | 28 | 371261.9525 | 654092.4452 |  | 219999782.2711 | -4355377.7245
2015-12-01 | 28 | 350375.6785 | 569472.3091 |  | 210217339.1533 | -4355377.7245

## Input
| SCE PlannerTOU(1000)1e2.xls |  |  |  | Program Budget ($) |  |  | NPV Factor for lump-sum admin costs: | 100%
a. Administrative Costs
| Proposer General Information |  |  |  | a.i. Overhead and G&A | 91754169.4871 | d. Incentives and Rebates ($) | Nominal | NPV
| Proposer Name |  | Southern California Edison |  | a.ii. Other Admin costs | 87979911.7846 | d.i. User Input Incentive | 19252311.5606 | 19252311.5606
| Program Name |  | SCE Total Roll-up E3 Calculator - No Carbon Adder - Compliance Scenario |  | b. Marketing/Outreach | 106174686.5049 | d.ii. Rebate | 412182761.0929 | 349948326.1363
| Service Territory |  | SCE |  | c. Direct Implementation (non incentive) |  | d.iii. Direct Install Labor | 68307959.3454 | 59415597.4879
| First Year of Program Implementation |  |  | 2009 | c.i. Activity | 284137420.4956 | d.iv. Direct Install Materials | 62100080.4039 | 54049413.668
| Contact Information |  |  |  | c.ii. Installation | 0 | d.v. Upstream payments | 111355539.4194 | 95316541.9762
| Name |  | Don Arambula |  | c.iii. Hardware & Materials | 0 | Subtotal Direct Install | 673198651.8222 | 577982190.8289
| Address |  | 6042 N. Irwindale Ave, Blg. A |  | c.iv. Rebate Processing and Inspection | 10774159.6915
| ZIP code |  | 91702 |  | d. Total Incentives and Rebates | 673198651.8222
| Telephone |  | 626-633-3146 |  | e. EM&V | 89660000 | f. Costs recovered from other sources | 0 | 0
| Email |  | don.arambula@sce.com |  | Total | 1343678999.7858 | Program Budget w/ Other Costs (a to f) | 1343678999.7858 | 1248462538.7925
Quarterly Installation Schedule
| Program Inputs |  |  |  | CO2 Cost Scenario | 1 | (1 = 2006 Adopted costs, 2 = $30/tonne Scearnio) |  |  |  |  | Transfer | Admin | Admin | Admin | [9 empty] | Placeholders, not currently used | [7 empty] | Annual Installation Schedule | [7 empty] | 2009 |  |  |  | 2010 |  |  |  | 2011 |  |  |  | 2012 |  |  |  | 2013 |  |  |  | 2014 |  |  |  | 2015
| Measure Name | DEER RunID | Climate Zone | Target sector | Measure Electric End Use Shape | CZ, Sector, Measure combination found? | Measure Type (To Look up Measure Life) | Program Type (To look up Net-to-gross Ratio) | Unit Definition (e.g. homes) | Program Type (NEW/ROB or Early Repl(RET)) | Gross Measure Cost ($/unit) | Rebate to end use customer or its assignee ($/unit) | Incentives to entities other than the end use customer or its assignee($/unit) | Direct Install Labor ($/unit) | Direct Install Material ($/unit) | Participant cost ($/unit) | Gross Unit Annual Electricity Savings (kwh/unit) | Electric Rate Schedule | Demand Scaler | User Entered kW Savings per unit (kW/unit) | Gross Unit Annual Gas Savings (therm/unit) | Gas Sector | Gas Rate Schedule | Gas Savings Profile | Avg remaining life on replaced units (yrs) | Early retrofit incremental kWh savings (kWh/unit) | Early retrofit incremental kW savings (kW/unit) | Early retrofit incremental Th savings (Th/unit) | Combustion Type | Effective Useful Life (years) | Net-to-Gross Ratio | % Eligible for TOU AC adjustment | 2009 | 2010 | 2011 | 2012 | 2013 | 2014 | 2015 |  | Qtr 1 | Qtr 2 | Qtr 3 | Qtr 4 | Qtr 1 | Qtr 2 | Qtr 3 | Qtr 4 | Qtr 1 | Qtr 2 | Qtr 3 | Qtr 4 | Qtr 1 | Qtr 2 | Qtr 3 | Qtr 4 | Qtr 1 | Qtr 2 | Qtr 3 | Qtr 4 | Qtr 1 | Qtr 2 | Qtr 3 | Qtr 4 | Qtr 1 | Qtr 2 | Qtr 3 | Qtr 4 | Total Number of Units | Comments
SCE Total Roll-up E3 Calculator - No Carbon Adder - Compliance Scenario | RESIDENTIAL | [16 empty] | System | #N/A | [21 empty] | 0 | 0 | 0 | 0 | 0 | 0 | 0 | 0 | 0 | 0 | 0 | 0 | 0 | 0 | 0 | 0 | 0 | 0 | 0 | 0 | 0 | 0 | 0 | 0 | 0 | 0 | 0 | 0 | 0
SCE Total Roll-up E3 Calculator - No Carbon Adder - Compliance Scenario | DEEMED MEASURES | [16 empty] | System | #N/A | [21 empty] | 0 | 0 | 0 | 0 | 0 | 0 | 0 | 0 | 0 | 0 | 0 | 0 | 0 | 0 | 0 | 0 | 0 | 0 | 0 | 0 | 0 | 0 | 0 | 0 | 0 | 0 | 0 | 0 | 0
SCE Total Roll-up E3 Calculator - No Carbon Adder - Compliance Scenario | Appliances | [16 empty] | System | #N/A | [21 empty] | 0 | 0 | 0 | 0 | 0 | 0 | 0 | 0 | 0 | 0 | 0 | 0 | 0 | 0 | 0 | 0 | 0 | 0 | 0 | 0 | 0 | 0 | 0 | 0 | 0 | 0 | 0 | 0 | 0
SCE Total Roll-up E3 Calculator - No Carbon Adder - Compliance Scenario | Laundry & Kitchen | DEER 2008 or SCE Workpaper | System | Residential | HorizAxisClothesWasher-RC | TRUE | 11 | 80.26% |  |  | 597.1869 | 31.3919 | 5.1786 | 0 | 0 | 560.6165 | 44.8865 | System | kW | 0.023 | -1.4217 | Residential | System | Winter Only |  |  |  |  | Residential Furnaces (<0.3):Uncontrolled | 11 | 80.26% | 0% | 943.5454 | 1179.3144 | 235.7689 | 0 | 0 | 0 | 0 |  | 235.8864 | 235.8864 | 235.8864 | 235.8864 | 294.8286 | 294.8286 | 294.8286 | 294.8286 | 58.9422 | 58.9422 | 58.9422 | 58.9422 | 0 | 0 | 0 | 0 | 0 | 0 | 0 | 0 | 0 | 0 | 0 | 0 | 0 | 0 | 0 | 0 | 2358.6288
SCE Total Roll-up E3 Calculator - No Carbon Adder - Compliance Scenario | Refrigerators | DEER 2008 or SCE Workpaper | System | RES | DEER:RefgFrzr_HighEff | TRUE | 14 | 75% |  |  | 131.9326 | 50 | 0.0090046 | 0 | 0 | 81.9236 | 186.5944 | System | kWh | 0.04083 | -5.159 | Residential | System | Winter Only |  |  |  |  | Residential Furnaces (<0.3):Uncontrolled | 14 | 75% | 0% | 48513.1904 | 50952.8554 | 53400.665 | 0 | 0 | 0 | 0 |  | 12128.2976 | 12128.2976 | 12128.2976 | 12128.2976 | 12738.2138 | 12738.2138 | 12738.2138 | 12738.2138 | 13350.1663 | 13350.1663 | 13350.1663 | 13350.1663 | 0 | 0 | 0 | 0 | 0 | 0 | 0 | 0 | 0 | 0 | 0 | 0 | 0 | 0 | 0 | 0 | 152866.7108
SCE Total Roll-up E3 Calculator - No Carbon Adder - Compliance Scenario | Appliances Recycling | [16 empty] | System | #N/A | [21 empty] | 0 | 0 | 0 | 0 | 0 | 0 | 0 | 0 | 0 | 0 | 0 | 0 | 0 | 0 | 0 | 0 | 0 | 0 | 0 | 0 | 0 | 0 | 0 | 0 | 0 | 0 | 0 | 0 | 0
SCE Total Roll-up E3 Calculator - No Carbon Adder - Compliance Scenario | Refrigerators/Freezers | DEER 2008 or SCE Workpaper | System | RES | DEER:RefgFrzr_Recycling | TRUE | 4.9 | 62.03% |  |  | 138.57 | 50 | 0 | 88.57 | 0 | 0 | 1198.0571 | System | kWh | 0.25654 | -34.8496 | Residential | System | Winter Only |  |  |  |  | Residential Furnaces (<0.3):Uncontrolled | 4.9 | 62.03% | 0% | 65000 | 75000 | 70000 | 0 | 0 | 0 | 0 |  | 16250 | 16250 | 16250 | 16250 | 18750 | 18750 | 18750 | 18750 | 17500 | 17500 | 17500 | 17500 | 0 | 0 | 0 | 0 | 0 | 0 | 0 | 0 | 0 | 0 | 0 | 0 | 0 | 0 | 0 | 0 | 210000
SCE Total Roll-up E3 Calculator - No Carbon Adder - Compliance Scenario | Room A/C | [16 empty] | System | #N/A | [21 empty] | 0 | 0 | 0 | 0 | 0 | 0 | 0 | 0 | 0 | 0 | 0 | 0 | 0 | 0 | 0 | 0 | 0 | 0 | 0 | 0 | 0 | 0 | 0 | 0 | 0 | 0 | 0 | 0 | 0
SCE Total Roll-up E3 Calculator - No Carbon Adder - Compliance Scenario | Other | [16 empty] | System | #N/A | [21 empty] | 0 | 0 | 0 | 0 | 0 | 0 | 0 | 0 | 0 | 0 | 0 | 0 | 0 | 0 | 0 | 0 | 0 | 0 | 0 | 0 | 0 | 0 | 0 | 0 | 0 | 0 | 0 | 0 | 0
SCE Total Roll-up E3 Calculator - No Carbon Adder - Compliance Scenario | Residential Audits | DEER 2008 or SCE Workpaper | System | RES | DEER:Indoor_CFL_Ltg | TRUE | 3 | 79.6% |  |  | 40.3778 | 0 | 0 | 0 | 0 | 40.3778 | 171.3697 | System | kWh | 0.06145 | 0 | Residential | System | Winter Only |  |  |  |  | Residential Furnaces (<0.3):Uncontrolled | 3 | 79.6% | 0% | 37900 | 44250 | 44250 | 0 | 0 | 0 | 0 |  | 9475 | 9475 | 9475 | 9475 | 11062.5 | 11062.5 | 11062.5 | 11062.5 | 11062.5 | 11062.5 | 11062.5 | 11062.5 | 0 | 0 | 0 | 0 | 0 | 0 | 0 | 0 | 0 | 0 | 0 | 0 | 0 | 0 | 0 | 0 | 126400
SCE Total Roll-up E3 Calculator - No Carbon Adder - Compliance Scenario | Consumer Electronics | [16 empty] | System | #N/A | [21 empty] | 0 | 0 | 0 | 0 | 0 | 0 | 0 | 0 | 0 | 0 | 0 | 0 | 0 | 0 | 0 | 0 | 0 | 0 | 0 | 0 | 0 | 0 | 0 | 0 | 0 | 0 | 0 | 0 | 0
SCE Total Roll-up E3 Calculator - No Carbon Adder - Compliance Scenario | Entertainment | DEER 2008 or SCE Workpaper | System | RES | DEER:Indoor_CFL_Ltg | TRUE | 7.5 | 70% |  |  | 34.735 | 0 | 17 | 0 | 0 | 17.735 | 119.86 | System | kWh | 0.011474 | -3.6991 | Residential | System | Winter Only |  |  |  |  | Residential Furnaces (<0.3):Uncontrolled | 7.5 | 70% | 0% | 90000 | 100000 | 110000 | 0 | 0 | 0 | 0 |  | 22500 | 22500 | 22500 | 22500 | 25000 | 25000 | 25000 | 25000 | 27500 | 27500 | 27500 | 27500 | 0 | 0 | 0 | 0 | 0 | 0 | 0 | 0 | 0 | 0 | 0 | 0 | 0 | 0 | 0 | 0 | 300000
SCE Total Roll-up E3 Calculator - No Carbon Adder - Compliance Scenario | Home Office | DEER 2008 or SCE Workpaper | System | RES | DEER:Indoor_CFL_Ltg | TRUE | 3.7 | 70% |  |  | 67.3911 | 0 | 6.6456 | 0 | 0 | 60.7455 | 61.2463 | System | kWh | 0.0098419 | -1.1058 | Residential | System | Winter Only |  |  |  |  | Residential Furnaces (<0.3):Uncontrolled | 3.7 | 70% | 0% | 15000 | 15150 | 15425 | 0 | 0 | 0 | 0 |  | 3750 | 3750 | 3750 | 3750 | 3787.5 | 3787.5 | 3787.5 | 3787.5 | 3856.25 | 3856.25 | 3856.25 | 3856.25 | 0 | 0 | 0 | 0 | 0 | 0 | 0 | 0 | 0 | 0 | 0 | 0 | 0 | 0 | 0 | 0 | 45575
SCE Total Roll-up E3 Calculator - No Carbon Adder - Compliance Scenario | Other | [16 empty] | System | #N/A | [21 empty] | 0 | 0 | 0 | 0 | 0 | 0 | 0 | 0 | 0 | 0 | 0 | 0 | 0 | 0 | 0 | 0 | 0 | 0 | 0 | 0 | 0 | 0 | 0 | 0 | 0 | 0 | 0 | 0 | 0
SCE Total Roll-up E3 Calculator - No Carbon Adder - Compliance Scenario | Water Heating | [16 empty] | System | #N/A | [21 empty] | 0 | 0 | 0 | 0 | 0 | 0 | 0 | 0 | 0 | 0 | 0 | 0 | 0 | 0 | 0 | 0 | 0 | 0 | 0 | 0 | 0 | 0 | 0 | 0 | 0 | 0 | 0 | 0 | 0
SCE Total Roll-up E3 Calculator - No Carbon Adder - Compliance Scenario | Efficiency | DEER 2008 or SCE Workpaper | System | Residential | HeatPump_WtrHt-RC | TRUE | 13 | 59.18% |  |  | 93.2258 | 30 | 0 | 0 | 0 | 63.2258 | 155.5854 | System | kW | 0.034225 | 0 | Residential | System | Winter Only |  |  |  |  | Residential Furnaces (<0.3):Uncontrolled | 13 | 59.18% | 0% | 55 | 60 | 65 | 0 | 0 | 0 | 0 |  | 13.75 | 13.75 | 13.75 | 13.75 | 15 | 15 | 15 | 15 | 16.25 | 16.25 | 16.25 | 16.25 | 0 | 0 | 0 | 0 | 0 | 0 | 0 | 0 | 0 | 0 | 0 | 0 | 0 | 0 | 0 | 0 | 180
SCE Total Roll-up E3 Calculator - No Carbon Adder - Compliance Scenario | Use Reduction | DEER 2008 or SCE Workpaper | System | Residential | HeatPump_WtrHt-RC | TRUE | 10 | 85% |  |  | 4.4467 | 0 | 0 | 0 | 4.4467 | 0 | 100.6142 | System | kW | 0.022135 | 0 | Residential | System | Winter Only |  |  |  |  | Residential Furnaces (<0.3):Uncontrolled | 10 | 85% | 0% | 1500 | 1800 | 1500 | 0 | 0 | 0 | 0 |  | 375 | 375 | 375 | 375 | 450 | 450 | 450 | 450 | 375 | 375 | 375 | 375 | 0 | 0 | 0 | 0 | 0 | 0 | 0 | 0 | 0 | 0 | 0 | 0 | 0 | 0 | 0 | 0 | 4800
SCE Total Roll-up E3 Calculator - No Carbon Adder - Compliance Scenario | Pool Pump | DEER 2008 or SCE Workpaper | System | Residential | Residential Pool Pumps | TRUE | 10 | 76.37% |  |  | 1537.5 | 401.5504 | 0 | 32.8165 | 0 | 1103.1331 | 1313.677 | System | kW | 0.27302 | 0 | Residential | System | Winter Only |  |  |  |  | Residential Furnaces (<0.3):Uncontrolled | 10 | 76.37% | 0% | 2200 | 3240 | 2300 | 0 | 0 | 0 | 0 |  | 550 | 550 | 550 | 550 | 810 | 810 | 810 | 810 | 575 | 575 | 575 | 575 | 0 | 0 | 0 | 0 | 0 | 0 | 0 | 0 | 0 | 0 | 0 | 0 | 0 | 0 | 0 | 0 | 7740
SCE Total Roll-up E3 Calculator - No Carbon Adder - Compliance Scenario | Residential Other | DEER 2008 or SCE Workpaper | System | Residential | AC_Cooling-RC | TRUE | 17.9 | 70.54% |  |  | 39.9506 | 8.5648 | 0 | 0 | 0 | 31.3857 | 6.5963 | System | kW | 0.005523 | 0 | Residential | System | Winter Only |  |  |  |  | Residential Furnaces (<0.3):Uncontrolled | 17.9 | 70.54% | 0% | 34426 | 41885 | 41885 | 0 | 0 | 0 | 0 |  | 8606.5 | 8606.5 | 8606.5 | 8606.5 | 10471.25 | 10471.25 | 10471.25 | 10471.25 | 10471.25 | 10471.25 | 10471.25 | 10471.25 | 0 | 0 | 0 | 0 | 0 | 0 | 0 | 0 | 0 | 0 | 0 | 0 | 0 | 0 | 0 | 0 | 118196
SCE Total Roll-up E3 Calculator - No Carbon Adder - Compliance Scenario | HVAC | [16 empty] | System | #N/A | [21 empty] | 0 | 0 | 0 | 0 | 0 | 0 | 0 | 0 | 0 | 0 | 0 | 0 | 0 | 0 | 0 | 0 | 0 | 0 | 0 | 0 | 0 | 0 | 0 | 0 | 0 | 0 | 0 | 0 | 0
SCE Total Roll-up E3 Calculator - No Carbon Adder - Compliance Scenario | New Room AC | DEER 2008 or SCE Workpaper | System | RES | DEER:HVAC_Eff_AC | TRUE | 9 | 70.02% |  |  | 242.7017 | 50.2568 | 0 | 0 | 0 | 192.4449 | 227.214 | System | kWh | 0.132 | -0.64843 | Residential | System | Winter Only |  |  |  |  | Residential Furnaces (<0.3):Uncontrolled | 9 | 70.02% | 0% | 54040 | 56761 | 59582 | 0 | 0 | 0 | 0 |  | 13510 | 13510 | 13510 | 13510 | 14190.25 | 14190.25 | 14190.25 | 14190.25 | 14895.5 | 14895.5 | 14895.5 | 14895.5 | 0 | 0 | 0 | 0 | 0 | 0 | 0 | 0 | 0 | 0 | 0 | 0 | 0 | 0 | 0 | 0 | 170383
SCE Total Roll-up E3 Calculator - No Carbon Adder - Compliance Scenario | New Package, Split System AC, etc. | DEER 2008 or SCE Workpaper | System | RES | DEER:HVAC_Eff_AC | TRUE | 15 | 71.15% |  |  | 385.4535 | 147.4204 | 20.6133 | 0 | 0 | 217.4198 | 249.353 | System | kWh | 0.14161 | -0.64843 | Residential | System | Winter Only |  |  |  |  | Residential Furnaces (<0.3):Uncontrolled | 15 | 71.15% | 0% | 6715 | 8952 | 9802 | 0 | 0 | 0 | 0 |  | 1678.75 | 1678.75 | 1678.75 | 1678.75 | 2238 | 2238 | 2238 | 2238 | 2450.5 | 2450.5 | 2450.5 | 2450.5 | 0 | 0 | 0 | 0 | 0 | 0 | 0 | 0 | 0 | 0 | 0 | 0 | 0 | 0 | 0 | 0 | 25469
SCE Total Roll-up E3 Calculator - No Carbon Adder - Compliance Scenario | Repair & Maintenance | DEER 2008 or SCE Workpaper | System | RES | DEER:HVAC_Refrig_Charge | TRUE | 7.8 | 77.26% |  |  | 44.0829 | 1.415 | 36.3043 | 3.394 | 2.5992 | 0.37038 | 170.4864 | System | kWh | 0.16232 | 11.2987 | Residential | System | Winter Only |  |  |  |  | Residential Furnaces (<0.3):Uncontrolled | 7.8 | 77.26% | 0% | 62226.96 | 79141.98 | 80715.06 | 0 | 0 | 0 | 0 |  | 15556.74 | 15556.74 | 15556.74 | 15556.74 | 19785.495 | 19785.495 | 19785.495 | 19785.495 | 20178.765 | 20178.765 | 20178.765 | 20178.765 | 0 | 0 | 0 | 0 | 0 | 0 | 0 | 0 | 0 | 0 | 0 | 0 | 0 | 0 | 0 | 0 | 222084
SCE Total Roll-up E3 Calculator - No Carbon Adder - Compliance Scenario | HVAC Ducts | DEER 2008 or SCE Workpaper | System | RES | DEER:HVAC_Duct_Sealing | TRUE | 17.8 | 76.09% |  |  | 250.456 | 73.5639 | 17.1953 | 43.7715 | 34.7153 | 81.21 | 301.7218 | System | kWh | 0.30439 | 10.5999 | Residential | System | Winter Only |  |  |  |  | Residential Furnaces (<0.3):Uncontrolled | 17.8 | 76.09% | 0% | 4439 | 5474.75 | 5788.25 | 0 | 0 | 0 | 0 |  | 1109.75 | 1109.75 | 1109.75 | 1109.75 | 1368.6875 | 1368.6875 | 1368.6875 | 1368.6875 | 1447.0625 | 1447.0625 | 1447.0625 | 1447.0625 | 0 | 0 | 0 | 0 | 0 | 0 | 0 | 0 | 0 | 0 | 0 | 0 | 0 | 0 | 0 | 0 | 15702
SCE Total Roll-up E3 Calculator - No Carbon Adder - Compliance Scenario | HVAC Envelope | DEER 2008 or SCE Workpaper | System | Residential | AC_Cooling-RC | TRUE | 20 | 70% |  |  | 2.3909 | 1.1031 | 0.022521 | 0 | 0 | 1.2653 | 0.93279 | System | kW | 0.00038599 | 10.5999 | Residential | System | Winter Only |  |  |  |  | Residential Furnaces (<0.3):Uncontrolled | 20 | 70% | 0% | 7058.3591 | 7422.4489 | 8616.0898 | 0 | 0 | 0 | 0 |  | 1764.5898 | 1764.5898 | 1764.5898 | 1764.5898 | 1855.6122 | 1855.6122 | 1855.6122 | 1855.6122 | 2154.0224 | 2154.0224 | 2154.0224 | 2154.0224 | 0 | 0 | 0 | 0 | 0 | 0 | 0 | 0 | 0 | 0 | 0 | 0 | 0 | 0 | 0 | 0 | 23096.8978
SCE Total Roll-up E3 Calculator - No Carbon Adder - Compliance Scenario | HVAC Install - Operation | [16 empty] | System | #N/A | [21 empty] | 0 | 0 | 0 | 0 | 0 | 0 | 0 | 0 | 0 | 0 | 0 | 0 | 0 | 0 | 0 | 0 | 0 | 0 | 0 | 0 | 0 | 0 | 0 | 0 | 0 | 0 | 0 | 0 | 0
SCE Total Roll-up E3 Calculator - No Carbon Adder - Compliance Scenario | HVAC Controls | [16 empty] | System | #N/A | [21 empty] | 0 | 0 | 0 | 0 | 0 | 0 | 0 | 0 | 0 | 0 | 0 | 0 | 0 | 0 | 0 | 0 | 0 | 0 | 0 | 0 | 0 | 0 | 0 | 0 | 0 | 0 | 0 | 0 | 0
SCE Total Roll-up E3 Calculator - No Carbon Adder - Compliance Scenario | New Evap Coolers & Whole House Fans | DEER 2008 or SCE Workpaper | System | RES | DEER:HVAC_Eff_AC | TRUE | 15.4 | 70% |  |  | 598.1261 | 117.1876 | 0 | 0 | 0 | 480.9385 | 441.381 | System | kWh | 0.49529 | -0.88521 | Residential | System | Winter Only |  |  |  |  | Residential Furnaces (<0.3):Uncontrolled | 15.4 | 70% | 0% | 4300.6 | 4421.6 | 4535.6 | 0 | 0 | 0 | 0 |  | 1075.15 | 1075.15 | 1075.15 | 1075.15 | 1105.4 | 1105.4 | 1105.4 | 1105.4 | 1133.9 | 1133.9 | 1133.9 | 1133.9 | 0 | 0 | 0 | 0 | 0 | 0 | 0 | 0 | 0 | 0 | 0 | 0 | 0 | 0 | 0 | 0 | 13257.8
SCE Total Roll-up E3 Calculator - No Carbon Adder - Compliance Scenario | Lighting | [16 empty] | System | #N/A | [21 empty] | 0 | 0 | 0 | 0 | 0 | 0 | 0 | 0 | 0 | 0 | 0 | 0 | 0 | 0 | 0 | 0 | 0 | 0 | 0 | 0 | 0 | 0 | 0 | 0 | 0 | 0 | 0 | 0 | 0
SCE Total Roll-up E3 Calculator - No Carbon Adder - Compliance Scenario | Screw-in CFL Interior (Downstream) | DEER 2008 or SCE Workpaper | System | RES | DEER:Indoor_CFL_Ltg | TRUE | 6.6 | 62% |  |  | 18.9123 | 10 | 8.9123 | 0 | 0 | -1.7764e-15 | 39.4915 | System | kWh | 0.007088 | -0.92778 | Residential | System | Winter Only |  |  |  |  | Residential Furnaces (<0.3):Uncontrolled | 6.6 | 62% | 0% | 621.3592 | 776.8164 | 155.4572 | 0 | 0 | 0 | 0 |  | 155.3398 | 155.3398 | 155.3398 | 155.3398 | 194.2041 | 194.2041 | 194.2041 | 194.2041 | 38.8643 | 38.8643 | 38.8643 | 38.8643 | 0 | 0 | 0 | 0 | 0 | 0 | 0 | 0 | 0 | 0 | 0 | 0 | 0 | 0 | 0 | 0 | 1553.6328
SCE Total Roll-up E3 Calculator - No Carbon Adder - Compliance Scenario | Screw-in CFL Interior (Upstream - Traditional) | DEER 2008 or SCE Workpaper | System | RES | DEER:Indoor_CFL_Ltg | TRUE | 6.6 | 60% |  |  | 2.1818 | 0 | 1.7165 | 0 | 0 | 0.4653 | 32.854 | System | kWh | 0.0055883 | -0.92778 | Residential | System | Winter Only |  |  |  |  | Residential Furnaces (<0.3):Uncontrolled | 6.6 | 60% | 0% | 4517609 | 5500350 | 4622323 | 0 | 0 | 0 | 0 |  | 1129402.25 | 1129402.25 | 1129402.25 | 1129402.25 | 1375087.5 | 1375087.5 | 1375087.5 | 1375087.5 | 1155580.75 | 1155580.75 | 1155580.75 | 1155580.75 | 0 | 0 | 0 | 0 | 0 | 0 | 0 | 0 | 0 | 0 | 0 | 0 | 0 | 0 | 0 | 0 | 14640282
SCE Total Roll-up E3 Calculator - No Carbon Adder - Compliance Scenario | Screw-in CFL Interior (Upstream - Specialty) | DEER 2008 or SCE Workpaper | System | RES | DEER:Indoor_CFL_Ltg | TRUE | 6.6 | 85% |  |  | 11.8386 | 0 | 3.5243 | 0 | 0 | 8.3143 | 27.0399 | System | kWh | 0.0045927 | -0.92778 | Residential | System | Winter Only |  |  |  |  | Residential Furnaces (<0.3):Uncontrolled | 6.6 | 85% | 0% | 984324 | 1290923 | 1309451 | 0 | 0 | 0 | 0 |  | 246081 | 246081 | 246081 | 246081 | 322730.75 | 322730.75 | 322730.75 | 322730.75 | 327362.75 | 327362.75 | 327362.75 | 327362.75 | 0 | 0 | 0 | 0 | 0 | 0 | 0 | 0 | 0 | 0 | 0 | 0 | 0 | 0 | 0 | 0 | 3584698
SCE Total Roll-up E3 Calculator - No Carbon Adder - Compliance Scenario | Screw-in CFL Interior (Direct Install) | DEER 2008 or SCE Workpaper | System | RES | DEER:Indoor_CFL_Ltg | TRUE | 6.6 | 85% |  |  | 6.263 | 0 | 0 | 2.1734 | 4.0895 | 0 | 52.4858 | System | kWh | 0.0087864 | -0.92778 | Residential | System | Winter Only |  |  |  |  | Residential Furnaces (<0.3):Uncontrolled | 6.6 | 85% | 0% | 88625 | 97438 | 97438 | 0 | 0 | 0 | 0 |  | 22156.25 | 22156.25 | 22156.25 | 22156.25 | 24359.5 | 24359.5 | 24359.5 | 24359.5 | 24359.5 | 24359.5 | 24359.5 | 24359.5 | 0 | 0 | 0 | 0 | 0 | 0 | 0 | 0 | 0 | 0 | 0 | 0 | 0 | 0 | 0 | 0 | 283501
SCE Total Roll-up E3 Calculator - No Carbon Adder - Compliance Scenario | Screw-in CFL Interior (Midstream) | DEER 2008 or SCE Workpaper | System | RES | DEER:Indoor_CFL_Ltg | TRUE | 6.6 | 76% |  |  | 12.0075 | 5.7891 | 0 | 0 | 0 | 6.2184 | 43.5351 | System | kWh | 0.0073977 | -0.92778 | Residential | System | Winter Only |  |  |  |  | Residential Furnaces (<0.3):Uncontrolled | 6.6 | 76% | 0% | 105670 | 105670 | 105670 | 0 | 0 | 0 | 0 |  | 26417.5 | 26417.5 | 26417.5 | 26417.5 | 26417.5 | 26417.5 | 26417.5 | 26417.5 | 26417.5 | 26417.5 | 26417.5 | 26417.5 | 0 | 0 | 0 | 0 | 0 | 0 | 0 | 0 | 0 | 0 | 0 | 0 | 0 | 0 | 0 | 0 | 317010
SCE Total Roll-up E3 Calculator - No Carbon Adder - Compliance Scenario | Screw-in CFL Interior (Giveaway) | DEER 2008 or SCE Workpaper | System | RES | DEER:Indoor_CFL_Ltg | TRUE | 6.6 | 85% |  |  | 4.3521 | 0 | 1.8747 | 0 | 2.2899 | 0.18747 | 48.2321 | System | kWh | 0.0081946 | -0.92778 | Residential | System | Winter Only |  |  |  |  | Residential Furnaces (<0.3):Uncontrolled | 6.6 | 85% | 0% | 26057.74 | 31244.4 | 27049.6 | 0 | 0 | 0 | 0 |  | 6514.435 | 6514.435 | 6514.435 | 6514.435 | 7811.1 | 7811.1 | 7811.1 | 7811.1 | 6762.4 | 6762.4 | 6762.4 | 6762.4 | 0 | 0 | 0 | 0 | 0 | 0 | 0 | 0 | 0 | 0 | 0 | 0 | 0 | 0 | 0 | 0 | 84351.74
SCE Total Roll-up E3 Calculator - No Carbon Adder - Compliance Scenario | CFL Fixture Interior (Midstream) | DEER 2008 or SCE Workpaper | System | RES | DEER:Indoor_CFL_Ltg | TRUE | 16 | 76% |  |  | 53.2769 | 40 | 0 | 0 | 0 | 13.2769 | 64.9401 | System | kWh | 0.011028 | -0.92778 | Residential | System | Winter Only |  |  |  |  | Residential Furnaces (<0.3):Uncontrolled | 16 | 76% | 0% | 250440 | 250440 | 250440 | 0 | 0 | 0 | 0 |  | 62610 | 62610 | 62610 | 62610 | 62610 | 62610 | 62610 | 62610 | 62610 | 62610 | 62610 | 62610 | 0 | 0 | 0 | 0 | 0 | 0 | 0 | 0 | 0 | 0 | 0 | 0 | 0 | 0 | 0 | 0 | 751320
SCE Total Roll-up E3 Calculator - No Carbon Adder - Compliance Scenario | CFL Fixture Interior (Upstream) | DEER 2008 or SCE Workpaper | System | RES | DEER:Indoor_CFL_Ltg | TRUE | 16 | 85% |  |  | 13.1225 | 0 | 13.1139 | 0 | 0 | 0.0085643 | 86.6246 | System | kWh | 0.005162 | -0.92778 | Residential | System | Winter Only |  |  |  |  | Residential Furnaces (<0.3):Uncontrolled | 16 | 85% | 0% | 230673 | 297820 | 262290 | 0 | 0 | 0 | 0 |  | 57668.25 | 57668.25 | 57668.25 | 57668.25 | 74455 | 74455 | 74455 | 74455 | 65572.5 | 65572.5 | 65572.5 | 65572.5 | 0 | 0 | 0 | 0 | 0 | 0 | 0 | 0 | 0 | 0 | 0 | 0 | 0 | 0 | 0 | 0 | 790783
SCE Total Roll-up E3 Calculator - No Carbon Adder - Compliance Scenario | CFL Fixture Interior (Direct Install) | DEER 2008 or SCE Workpaper | System | RES | DEER:Indoor_CFL_Ltg | TRUE | 15.5 | 85% |  |  | 53.41 | 0 | 0 | 27.14 | 26.27 | 0 | 71.9424 | System | kWh | 0.012869 | -0.92778 | Residential | System | Winter Only |  |  |  |  | Residential Furnaces (<0.3):Uncontrolled | 15.5 | 85% | 0% | 9300 | 9300 | 9300 | 0 | 0 | 0 | 0 |  | 2325 | 2325 | 2325 | 2325 | 2325 | 2325 | 2325 | 2325 | 2325 | 2325 | 2325 | 2325 | 0 | 0 | 0 | 0 | 0 | 0 | 0 | 0 | 0 | 0 | 0 | 0 | 0 | 0 | 0 | 0 | 27900
SCE Total Roll-up E3 Calculator - No Carbon Adder - Compliance Scenario | CFL Fixture Interior (Giveaway) | DEER 2008 or SCE Workpaper | System | RES | DEER:Indoor_CFL_Ltg | TRUE | 16 | 85% |  |  | 28.805 | 0 | 0 | 0 | 28.805 | 0 | 88.885 | System | kWh | 0.0076544 | -0.92778 | Residential | System | Winter Only |  |  |  |  | Residential Furnaces (<0.3):Uncontrolled | 16 | 85% | 0% | 27484.2282 | 45089.35 | 47497.3675 | 0 | 0 | 0 | 0 |  | 6871.0571 | 6871.0571 | 6871.0571 | 6871.0571 | 11272.3375 | 11272.3375 | 11272.3375 | 11272.3375 | 11874.3419 | 11874.3419 | 11874.3419 | 11874.3419 | 0 | 0 | 0 | 0 | 0 | 0 | 0 | 0 | 0 | 0 | 0 | 0 | 0 | 0 | 0 | 0 | 120070.9457
SCE Total Roll-up E3 Calculator - No Carbon Adder - Compliance Scenario | CFL Exterior | DEER 2008 or SCE Workpaper | System | Misc._Commercial | Outdoor Lt | TRUE | 2.2 | 77.35% |  |  | 12.202 | 5.5133 | 0 | 0.46983 | 0.78474 | 5.4341 | 265.0659 | System | kW | 0 | 0 | Residential | System | Winter Only |  |  |  |  | Residential Furnaces (<0.3):Uncontrolled | 2.2 | 77.35% | 0% | 11635 | 11635 | 11635 | 0 | 0 | 0 | 0 |  | 2908.75 | 2908.75 | 2908.75 | 2908.75 | 2908.75 | 2908.75 | 2908.75 | 2908.75 | 2908.75 | 2908.75 | 2908.75 | 2908.75 | 0 | 0 | 0 | 0 | 0 | 0 | 0 | 0 | 0 | 0 | 0 | 0 | 0 | 0 | 0 | 0 | 34905
SCE Total Roll-up E3 Calculator - No Carbon Adder - Compliance Scenario | CFL Fixture Exterior (Midstream) | DEER 2008 or SCE Workpaper | System | Misc._Commercial | Outdoor Lt | TRUE | 16 | 76% |  |  | 40.0186 | 30 | 0 | 0 | 0 | 10.0186 | 263.4393 | System | kW | 0 | 0 | Residential | System | Winter Only |  |  |  |  | Residential Furnaces (<0.3):Uncontrolled | 16 | 76% | 0% | 92925 | 92925 | 92925 | 0 | 0 | 0 | 0 |  | 23231.25 | 23231.25 | 23231.25 | 23231.25 | 23231.25 | 23231.25 | 23231.25 | 23231.25 | 23231.25 | 23231.25 | 23231.25 | 23231.25 | 0 | 0 | 0 | 0 | 0 | 0 | 0 | 0 | 0 | 0 | 0 | 0 | 0 | 0 | 0 | 0 | 278775
SCE Total Roll-up E3 Calculator - No Carbon Adder - Compliance Scenario | CFL Fixture Exterior (Upstream) | DEER 2008 or SCE Workpaper | System | Misc._Commercial | Outdoor Lt | TRUE | 16 | 85% |  |  | 44.8748 | 0 | 10 | 0 | 0 | 34.8748 | 225.2613 | System | kW | 0 | 0 | Residential | System | Winter Only |  |  |  |  | Residential Furnaces (<0.3):Uncontrolled | 16 | 85% | 0% | 102520 | 115040 | 115040 | 0 | 0 | 0 | 0 |  | 25630 | 25630 | 25630 | 25630 | 28760 | 28760 | 28760 | 28760 | 28760 | 28760 | 28760 | 28760 | 0 | 0 | 0 | 0 | 0 | 0 | 0 | 0 | 0 | 0 | 0 | 0 | 0 | 0 | 0 | 0 | 332600
SCE Total Roll-up E3 Calculator - No Carbon Adder - Compliance Scenario | CFL Fixture Exterior (Direct Install) | DEER 2008 or SCE Workpaper | System | Misc._Commercial | Outdoor Lt | TRUE | 16 | 85% |  |  | 47.491 | 0 | 0 | 27.14 | 20.351 | 0 | 254.11 | System | kW | 0 | 0 | Residential | System | Winter Only |  |  |  |  | Residential Furnaces (<0.3):Uncontrolled | 16 | 85% | 0% | 7100 | 7100 | 7100 | 0 | 0 | 0 | 0 |  | 1775 | 1775 | 1775 | 1775 | 1775 | 1775 | 1775 | 1775 | 1775 | 1775 | 1775 | 1775 | 0 | 0 | 0 | 0 | 0 | 0 | 0 | 0 | 0 | 0 | 0 | 0 | 0 | 0 | 0 | 0 | 21300
SCE Total Roll-up E3 Calculator - No Carbon Adder - Compliance Scenario | LED Interior | DEER 2008 or SCE Workpaper | System | RES | DEER:Indoor_CFL_Ltg | TRUE | 11.1 | 85% |  |  | 9.5219 | 0 | 2.8977 | 0 | 0.69265 | 5.9316 | 28.0614 | System | kWh | 0.0035883 | -0.60426 | Residential | System | Winter Only |  |  |  |  | Residential Furnaces (<0.3):Uncontrolled | 11.1 | 85% | 0% | 120857.3761 | 194459 | 276119 | 0 | 0 | 0 | 0 |  | 30214.344 | 30214.344 | 30214.344 | 30214.344 | 48614.75 | 48614.75 | 48614.75 | 48614.75 | 69029.75 | 69029.75 | 69029.75 | 69029.75 | 0 | 0 | 0 | 0 | 0 | 0 | 0 | 0 | 0 | 0 | 0 | 0 | 0 | 0 | 0 | 0 | 591435.3761
SCE Total Roll-up E3 Calculator - No Carbon Adder - Compliance Scenario | Interior Controls | DEER 2008 or SCE Workpaper | System | RES | DEER:Indoor_CFL_Ltg | TRUE | 8 | 85% |  |  | 76.9923 | 0.030675 | 0 | 41.8712 | 34.8926 | 0.19777 | 389.9874 | System | kWh | 0.053092 | 0 | Residential | System | Winter Only |  |  |  |  | Residential Furnaces (<0.3):Uncontrolled | 8 | 85% | 0% | 3260 | 3260 | 3260 | 0 | 0 | 0 | 0 |  | 815 | 815 | 815 | 815 | 815 | 815 | 815 | 815 | 815 | 815 | 815 | 815 | 0 | 0 | 0 | 0 | 0 | 0 | 0 | 0 | 0 | 0 | 0 | 0 | 0 | 0 | 0 | 0 | 9780
SCE Total Roll-up E3 Calculator - No Carbon Adder - Compliance Scenario | Interior Exit Signs | DEER 2008 or SCE Workpaper | System | RES | DEER:Indoor_CFL_Ltg | TRUE | 16 | 85% |  |  | 52.7637 | 30.1923 | 0 | 3.4341 | 2.7473 | 16.3901 | 210.7784 | System | kWh | 0.029333 | 0 | Residential | System | Winter Only |  |  |  |  | Residential Furnaces (<0.3):Uncontrolled | 16 | 85% | 0% | 1820 | 1820 | 1820 | 0 | 0 | 0 | 0 |  | 455 | 455 | 455 | 455 | 455 | 455 | 455 | 455 | 455 | 455 | 455 | 455 | 0 | 0 | 0 | 0 | 0 | 0 | 0 | 0 | 0 | 0 | 0 | 0 | 0 | 0 | 0 | 0 | 5460
SCE Total Roll-up E3 Calculator - No Carbon Adder - Compliance Scenario | Linear Flourescents Interior | DEER 2008 or SCE Workpaper | System | RES | DEER:Indoor_CFL_Ltg | TRUE | 11.4 | 76.47% |  |  | 44.0099 | 33.1442 | 0 | 0.72501 | 0.60748 | 9.5332 | 41.2151 | System | kWh | 0.0048922 | -1.4211 | Residential | System | Winter Only |  |  |  |  | Residential Furnaces (<0.3):Uncontrolled | 11.4 | 76.47% | 0% | 70620 | 70620 | 70620 | 0 | 0 | 0 | 0 |  | 17655 | 17655 | 17655 | 17655 | 17655 | 17655 | 17655 | 17655 | 17655 | 17655 | 17655 | 17655 | 0 | 0 | 0 | 0 | 0 | 0 | 0 | 0 | 0 | 0 | 0 | 0 | 0 | 0 | 0 | 0 | 211860
SCE Total Roll-up E3 Calculator - No Carbon Adder - Compliance Scenario | Linear Flourescents (parking structures) Exterior | DEER 2008 or SCE Workpaper | System | RES | DEER:Indoor_CFL_Ltg | TRUE | 15 | 76% |  |  | 42.9218 | 33.0271 | 0 | 0 | 0 | 9.8947 | 121.4802 | System | kWh | 0.011369 | 0 | Residential | System | Winter Only |  |  |  |  | Residential Furnaces (<0.3):Uncontrolled | 15 | 76% | 0% | 12346 | 12346 | 12346 | 0 | 0 | 0 | 0 |  | 3086.5 | 3086.5 | 3086.5 | 3086.5 | 3086.5 | 3086.5 | 3086.5 | 3086.5 | 3086.5 | 3086.5 | 3086.5 | 3086.5 | 0 | 0 | 0 | 0 | 0 | 0 | 0 | 0 | 0 | 0 | 0 | 0 | 0 | 0 | 0 | 0 | 37038
SCE Total Roll-up E3 Calculator - No Carbon Adder - Compliance Scenario | Other Interior Lighting | DEER 2008 or SCE Workpaper | System | RES | DEER:Indoor_CFL_Ltg | TRUE | 2.8 | 85% |  |  | 4.9522 | 0 | 1.1112 | 0 | 0 | 3.841 | 19.3048 | System | kWh | 0.0020443 | 0 | Residential | System | Winter Only |  |  |  |  | Residential Furnaces (<0.3):Uncontrolled | 2.8 | 85% | 0% | 3833 | 32577 | 32577 | 0 | 0 | 0 | 0 |  | 958.25 | 958.25 | 958.25 | 958.25 | 8144.25 | 8144.25 | 8144.25 | 8144.25 | 8144.25 | 8144.25 | 8144.25 | 8144.25 | 0 | 0 | 0 | 0 | 0 | 0 | 0 | 0 | 0 | 0 | 0 | 0 | 0 | 0 | 0 | 0 | 68987
SCE Total Roll-up E3 Calculator - No Carbon Adder - Compliance Scenario | Other Exterior Lighting | DEER 2008 or SCE Workpaper | System | Misc._Commercial | Outdoor Lt | TRUE | 16 | 85% |  |  | 25.9171 | 0 | 5.2152 | 0 | 1.2842 | 19.4177 | 30.1845 | System | kW | 0 | 0 | Residential | System | Winter Only |  |  |  |  | Residential Furnaces (<0.3):Uncontrolled | 16 | 85% | 0% | 17304.7442 | 44126 | 50676 | 0 | 0 | 0 | 0 |  | 4326.186 | 4326.186 | 4326.186 | 4326.186 | 11031.5 | 11031.5 | 11031.5 | 11031.5 | 12669 | 12669 | 12669 | 12669 | 0 | 0 | 0 | 0 | 0 | 0 | 0 | 0 | 0 | 0 | 0 | 0 | 0 | 0 | 0 | 0 | 112106.7442
SCE Total Roll-up E3 Calculator - No Carbon Adder - Compliance Scenario | Refrigeration | DEER 2008 or SCE Workpaper | System | Residential | Refrig-RC | TRUE | 5 | 85% |  |  | 220 | 0 | 0 | 101.25 | 118.75 | 0 | 1305.75 | System | kW | 0 | 0 | Residential | System | Winter Only |  |  |  |  | Residential Furnaces (<0.3):Uncontrolled | 5 | 85% | 0% | 200 | 200 | 200 | 0 | 0 | 0 | 0 |  | 50 | 50 | 50 | 50 | 50 | 50 | 50 | 50 | 50 | 50 | 50 | 50 | 0 | 0 | 0 | 0 | 0 | 0 | 0 | 0 | 0 | 0 | 0 | 0 | 0 | 0 | 0 | 0 | 600
SCE Total Roll-up E3 Calculator - No Carbon Adder - Compliance Scenario | CUSTOMIZED MEASURES | [16 empty] | System | #N/A | [21 empty] | 0 | 0 | 0 | 0 | 0 | 0 | 0 | 0 | 0 | 0 | 0 | 0 | 0 | 0 | 0 | 0 | 0 | 0 | 0 | 0 | 0 | 0 | 0 | 0 | 0 | 0 | 0 | 0 | 0
SCE Total Roll-up E3 Calculator - No Carbon Adder - Compliance Scenario | HVAC Equipment | [16 empty] | System | #N/A | [21 empty] | 0 | 0 | 0 | 0 | 0 | 0 | 0 | 0 | 0 | 0 | 0 | 0 | 0 | 0 | 0 | 0 | 0 | 0 | 0 | 0 | 0 | 0 | 0 | 0 | 0 | 0 | 0 | 0 | 0
SCE Total Roll-up E3 Calculator - No Carbon Adder - Compliance Scenario | HVAC Envelope | DEER 2008 or SCE Workpaper | System | Residential | AC_Cooling-RC | TRUE | 15 | 70.32% |  |  | 1085.4968 | 596.6003 | 62.7279 | 0 | 0 | 426.1685 | 753.9218 | System | kW | 0.74882 | 0.053056 | Residential | System | Winter Only |  |  |  |  | Residential Furnaces (<0.3):Uncontrolled | 15 | 70.32% | 0% | 538.75 | 839.5 | 1309.25 | 0 | 0 | 0 | 0 |  | 134.6875 | 134.6875 | 134.6875 | 134.6875 | 209.875 | 209.875 | 209.875 | 209.875 | 327.3125 | 327.3125 | 327.3125 | 327.3125 | 0 | 0 | 0 | 0 | 0 | 0 | 0 | 0 | 0 | 0 | 0 | 0 | 0 | 0 | 0 | 0 | 2687.5
SCE Total Roll-up E3 Calculator - No Carbon Adder - Compliance Scenario | Interior Lighting | DEER 2008 or SCE Workpaper | System | RES | DEER:Indoor_CFL_Ltg | TRUE | 6.6 | 62% |  |  | 0.12946 | 0.46 | 0.4 | 0 | 0 | -0.73054 | 1 | System | kWh | 0.00012715 | -0.021224 | Residential | System | Winter Only |  |  |  |  | Residential Furnaces (<0.3):Uncontrolled | 6.6 | 62% | 0% | 358.9956 | 20941.4124 | 99920.4536 | 153709.9673 | 158436.7433 | 59856.54 | 0 |  | 89.7489 | 89.7489 | 89.7489 | 89.7489 | 5235.3531 | 5235.3531 | 5235.3531 | 5235.3531 | 24980.1134 | 24980.1134 | 24980.1134 | 24980.1134 | 38427.4918 | 38427.4918 | 38427.4918 | 38427.4918 | 39609.1858 | 39609.1858 | 39609.1858 | 39609.1858 | 14964.135 | 14964.135 | 14964.135 | 14964.135 | 0 | 0 | 0 | 0 | 493224.1123
SCE Total Roll-up E3 Calculator - No Carbon Adder - Compliance Scenario | Exterior Lighting | [16 empty] | System | #N/A | [21 empty] | 0 | 0 | 0 | 0 | 0 | 0 | 0 | 0 | 0 | 0 | 0 | 0 | 0 | 0 | 0 | 0 | 0 | 0 | 0 | 0 | 0 | 0 | 0 | 0 | 0 | 0 | 0 | 0 | 0
SCE Total Roll-up E3 Calculator - No Carbon Adder - Compliance Scenario | Whole Building | DEER 2008 or SCE Workpaper | System | Residential | AC_Cooling-RC | TRUE | 15 | 54.58% |  |  | 4.7064 | 1.0589 | 0.52024 | 0 | 0 | 3.1272 | 1.5164 | System | kW | 0.0014155 | -0.0052516 | Residential | System | Winter Only |  |  |  |  | Residential Furnaces (<0.3):Uncontrolled | 15 | 54.58% | 0% | 10496.187 | 451574.3317 | 2138559.9584 | 3288714.4226 | 3389847.5374 | 1280666.3266 | 0 |  | 2624.0468 | 2624.0468 | 2624.0468 | 2624.0468 | 112893.5829 | 112893.5829 | 112893.5829 | 112893.5829 | 534639.9896 | 534639.9896 | 534639.9896 | 534639.9896 | 822178.6057 | 822178.6057 | 822178.6057 | 822178.6057 | 847461.8844 | 847461.8844 | 847461.8844 | 847461.8844 | 320166.5817 | 320166.5817 | 320166.5817 | 320166.5817 | 0 | 0 | 0 | 0 | 10559858.7638
SCE Total Roll-up E3 Calculator - No Carbon Adder - Compliance Scenario | Other | DEER 2008 or SCE Workpaper | System | Residential | HorizAxisClothesWasher-RC | TRUE | 11.3 | 79.81% |  |  | 7.7701 | 0.46 | 0.4 | 0 | 0 | 6.9101 | 1 | System | kW | 0.00048299 | -0.026328 | Residential | System | Winter Only |  |  |  |  | Residential Furnaces (<0.3):Uncontrolled | 11.3 | 79.81% | 0% | 456.819 | 26647.7779 | 127147.9688 | 195594.6898 | 201609.474 | 76166.9629 | 0 |  | 114.2048 | 114.2048 | 114.2048 | 114.2048 | 6661.9445 | 6661.9445 | 6661.9445 | 6661.9445 | 31786.9922 | 31786.9922 | 31786.9922 | 31786.9922 | 48898.6724 | 48898.6724 | 48898.6724 | 48898.6724 | 50402.3685 | 50402.3685 | 50402.3685 | 50402.3685 | 19041.7407 | 19041.7407 | 19041.7407 | 19041.7407 | 0 | 0 | 0 | 0 | 627623.6924
SCE Total Roll-up E3 Calculator - No Carbon Adder - Compliance Scenario | NONRESIDENTIAL | [16 empty] | System | #N/A | [21 empty] | 0 | 0 | 0 | 0 | 0 | 0 | 0 | 0 | 0 | 0 | 0 | 0 | 0 | 0 | 0 | 0 | 0 | 0 | 0 | 0 | 0 | 0 | 0 | 0 | 0 | 0 | 0 | 0 | 0
SCE Total Roll-up E3 Calculator - No Carbon Adder - Compliance Scenario | DEEMED MEASURES | [16 empty] | System | #N/A | [21 empty] | 0 | 0 | 0 | 0 | 0 | 0 | 0 | 0 | 0 | 0 | 0 | 0 | 0 | 0 | 0 | 0 | 0 | 0 | 0 | 0 | 0 | 0 | 0 | 0 | 0 | 0 | 0 | 0 | 0
SCE Total Roll-up E3 Calculator - No Carbon Adder - Compliance Scenario | Nonresidential Audits | DEER 2008 or SCE Workpaper | System | Misc._Commercial | Commercial Whole Building | TRUE | 3 | 47.03% |  |  | 1705.0645 | 0 | 0 | 0 | 0 | 1705.0645 | 10739.7222 | System | kW | 2.0264 | 0 | Residential | System | Winter Only |  |  |  |  | Residential Furnaces (<0.3):Uncontrolled | 3 | 47.03% | 0% | 5223 | 5223 | 5223 | 0 | 0 | 0 | 0 |  | 1305.75 | 1305.75 | 1305.75 | 1305.75 | 1305.75 | 1305.75 | 1305.75 | 1305.75 | 1305.75 | 1305.75 | 1305.75 | 1305.75 | 0 | 0 | 0 | 0 | 0 | 0 | 0 | 0 | 0 | 0 | 0 | 0 | 0 | 0 | 0 | 0 | 15669
SCE Total Roll-up E3 Calculator - No Carbon Adder - Compliance Scenario | Food Service | DEER 2008 or SCE Workpaper | System | Misc._Commercial | Commercial Whole Building | TRUE | 12 | 74.95% |  |  | 5449.0006 | 1637.8213 | 0 | 0 | 0 | 3811.1793 | 17949.9831 | System | kW | 2.6658 | -506.0788 | Residential | System | Winter Only |  |  |  |  | Residential Furnaces (<0.3):Uncontrolled | 12 | 74.95% | 0% | 478 | 539 | 578 | 0 | 0 | 0 | 0 |  | 119.5 | 119.5 | 119.5 | 119.5 | 134.75 | 134.75 | 134.75 | 134.75 | 144.5 | 144.5 | 144.5 | 144.5 | 0 | 0 | 0 | 0 | 0 | 0 | 0 | 0 | 0 | 0 | 0 | 0 | 0 | 0 | 0 | 0 | 1595
SCE Total Roll-up E3 Calculator - No Carbon Adder - Compliance Scenario | Laundry General | [16 empty] | System | #N/A | [21 empty] | 0 | 0 | 0 | 0 | 0 | 0 | 0 | 0 | 0 | 0 | 0 | 0 | 0 | 0 | 0 | 0 | 0 | 0 | 0 | 0 | 0 | 0 | 0 | 0 | 0 | 0 | 0 | 0 | 0
SCE Total Roll-up E3 Calculator - No Carbon Adder - Compliance Scenario | Agricultural | [16 empty] | System | #N/A | [21 empty] | 0 | 0 | 0 | 0 | 0 | 0 | 0 | 0 | 0 | 0 | 0 | 0 | 0 | 0 | 0 | 0 | 0 | 0 | 0 | 0 | 0 | 0 | 0 | 0 | 0 | 0 | 0 | 0 | 0
SCE Total Roll-up E3 Calculator - No Carbon Adder - Compliance Scenario | Greenhouse | [16 empty] | System | #N/A | [21 empty] | 0 | 0 | 0 | 0 | 0 | 0 | 0 | 0 | 0 | 0 | 0 | 0 | 0 | 0 | 0 | 0 | 0 | 0 | 0 | 0 | 0 | 0 | 0 | 0 | 0 | 0 | 0 | 0 | 0
SCE Total Roll-up E3 Calculator - No Carbon Adder - Compliance Scenario | Process | [16 empty] | System | #N/A | [21 empty] | 0 | 0 | 0 | 0 | 0 | 0 | 0 | 0 | 0 | 0 | 0 | 0 | 0 | 0 | 0 | 0 | 0 | 0 | 0 | 0 | 0 | 0 | 0 | 0 | 0 | 0 | 0 | 0 | 0
SCE Total Roll-up E3 Calculator - No Carbon Adder - Compliance Scenario | Pumping | [16 empty] | System | #N/A | [21 empty] | 0 | 0 | 0 | 0 | 0 | 0 | 0 | 0 | 0 | 0 | 0 | 0 | 0 | 0 | 0 | 0 | 0 | 0 | 0 | 0 | 0 | 0 | 0 | 0 | 0 | 0 | 0 | 0 | 0
SCE Total Roll-up E3 Calculator - No Carbon Adder - Compliance Scenario | Municipal Water | [16 empty] | System | #N/A | [21 empty] | 0 | 0 | 0 | 0 | 0 | 0 | 0 | 0 | 0 | 0 | 0 | 0 | 0 | 0 | 0 | 0 | 0 | 0 | 0 | 0 | 0 | 0 | 0 | 0 | 0 | 0 | 0 | 0 | 0
SCE Total Roll-up E3 Calculator - No Carbon Adder - Compliance Scenario | Process | [16 empty] | System | #N/A | [21 empty] | 0 | 0 | 0 | 0 | 0 | 0 | 0 | 0 | 0 | 0 | 0 | 0 | 0 | 0 | 0 | 0 | 0 | 0 | 0 | 0 | 0 | 0 | 0 | 0 | 0 | 0 | 0 | 0 | 0
SCE Total Roll-up E3 Calculator - No Carbon Adder - Compliance Scenario | Pumping | [16 empty] | System | #N/A | [21 empty] | 0 | 0 | 0 | 0 | 0 | 0 | 0 | 0 | 0 | 0 | 0 | 0 | 0 | 0 | 0 | 0 | 0 | 0 | 0 | 0 | 0 | 0 | 0 | 0 | 0 | 0 | 0 | 0 | 0
SCE Total Roll-up E3 Calculator - No Carbon Adder - Compliance Scenario | Refrigeration | [16 empty] | System | #N/A | [21 empty] | 0 | 0 | 0 | 0 | 0 | 0 | 0 | 0 | 0 | 0 | 0 | 0 | 0 | 0 | 0 | 0 | 0 | 0 | 0 | 0 | 0 | 0 | 0 | 0 | 0 | 0 | 0 | 0 | 0
SCE Total Roll-up E3 Calculator - No Carbon Adder - Compliance Scenario | Casework | DEER 2008 or SCE Workpaper | System | Misc._Commercial | Refrigeration | TRUE | 11.9 | 74.88% |  |  | 461.5094 | 113.1706 | 0 | 0 | 0 | 348.3388 | 857.5105 | System | kW | 0.25461 | -2.1966 | Commercial | System | Annual |  |  |  |  | Small Boilers (<100 MMBtu/hr Heat Input):Uncontrolled | 11.9 | 74.88% | 0% | 5595 | 5825 | 6480 | 0 | 0 | 0 | 0 |  | 1398.75 | 1398.75 | 1398.75 | 1398.75 | 1456.25 | 1456.25 | 1456.25 | 1456.25 | 1620 | 1620 | 1620 | 1620 | 0 | 0 | 0 | 0 | 0 | 0 | 0 | 0 | 0 | 0 | 0 | 0 | 0 | 0 | 0 | 0 | 17900
SCE Total Roll-up E3 Calculator - No Carbon Adder - Compliance Scenario | Compressors | DEER 2008 or SCE Workpaper | System | Misc._Commercial | Refrigeration | TRUE | 19.3 | 42.54% |  |  | 0.00017807 | 4.4981e-05 | 0 | 0 | 0 | 0.00013309 | 0.0010111 | System | kW | 2.2901e-07 | 0 | Commercial | System | Annual |  |  |  |  | Small Boilers (<100 MMBtu/hr Heat Input):Uncontrolled | 19.3 | 42.54% | 0% | 52675574 | 126421366 | 176989910 | 44247475 | 0 | 0 | 0 |  | 13168893.5 | 13168893.5 | 13168893.5 | 13168893.5 | 31605341.5 | 31605341.5 | 31605341.5 | 31605341.5 | 44247477.5 | 44247477.5 | 44247477.5 | 44247477.5 | 11061868.75 | 11061868.75 | 11061868.75 | 11061868.75 | 0 | 0 | 0 | 0 | 0 | 0 | 0 | 0 | 0 | 0 | 0 | 0 | 400334325
SCE Total Roll-up E3 Calculator - No Carbon Adder - Compliance Scenario | Condenser | DEER 2008 or SCE Workpaper | System | Misc._Commercial | Refrigeration | TRUE | 15 | 70% |  |  | 666.9996 | 235.4167 | 0 | 0 | 0 | 431.583 | 2302.87 | System | kW | 0.65973 | 0 | Commercial | System | Annual |  |  |  |  | Small Boilers (<100 MMBtu/hr Heat Input):Uncontrolled | 15 | 70% | 0% | 3 | 6 | 6 | 0 | 0 | 0 | 0 |  | 0.75 | 0.75 | 0.75 | 0.75 | 1.5 | 1.5 | 1.5 | 1.5 | 1.5 | 1.5 | 1.5 | 1.5 | 0 | 0 | 0 | 0 | 0 | 0 | 0 | 0 | 0 | 0 | 0 | 0 | 0 | 0 | 0 | 0 | 15
SCE Total Roll-up E3 Calculator - No Carbon Adder - Compliance Scenario | Controls & VSDs | DEER 2008 or SCE Workpaper | System | Misc._Commercial | Refrigeration | TRUE | 10.7 | 81.84% |  |  | 65.2462 | 3.769 | 0 | 14.869 | 44.099 | 2.5093 | 465.7616 | System | kW | 0.0061832 | -9.5279 | Commercial | System | Annual |  |  |  |  | Small Boilers (<100 MMBtu/hr Heat Input):Uncontrolled | 10.7 | 81.84% | 0% | 23802.2747 | 25000.832 | 25176.9726 | 367 | 0 | 0 | 0 |  | 5950.5687 | 5950.5687 | 5950.5687 | 5950.5687 | 6250.208 | 6250.208 | 6250.208 | 6250.208 | 6294.2431 | 6294.2431 | 6294.2431 | 6294.2431 | 91.75 | 91.75 | 91.75 | 91.75 | 0 | 0 | 0 | 0 | 0 | 0 | 0 | 0 | 0 | 0 | 0 | 0 | 74347.0793
SCE Total Roll-up E3 Calculator - No Carbon Adder - Compliance Scenario | Dist to others | DEER 2008 or SCE Workpaper | System | Misc._Commercial | Refrigeration | TRUE | 8 | 69.02% |  |  | 25.4312 | 4.711 | 0 | 0.36315 | 0.33771 | 20.0193 | 48.708 | System | kW | 0.0037227 | -0.43933 | Commercial | System | Annual |  |  |  |  | Small Boilers (<100 MMBtu/hr Heat Input):Uncontrolled | 8 | 69.02% | 0% | 235448.2035 | 242798.2035 | 271450.2035 | 338 | 0 | 0 | 0 |  | 58862.0509 | 58862.0509 | 58862.0509 | 58862.0509 | 60699.5509 | 60699.5509 | 60699.5509 | 60699.5509 | 67862.5509 | 67862.5509 | 67862.5509 | 67862.5509 | 84.5 | 84.5 | 84.5 | 84.5 | 0 | 0 | 0 | 0 | 0 | 0 | 0 | 0 | 0 | 0 | 0 | 0 | 750034.6106
SCE Total Roll-up E3 Calculator - No Carbon Adder - Compliance Scenario | Nonresidential Other (Downstream) | DEER 2008 or SCE Workpaper | System | Agricultural | Ag & Water Pumping | TRUE | 12.1 | 58.78% |  |  | 15.9298 | 2.4379 | 0 | 0 | 0 | 13.4919 | 30.8279 | System | kW | 0.009528 | 0 | Commercial | System | Annual |  |  |  |  | Small Boilers (<100 MMBtu/hr Heat Input):Uncontrolled | 12.1 | 58.78% | 0% | 111528 | 263438.6885 | 367896.6885 | 91093 | 0 | 0 | 0 |  | 27882 | 27882 | 27882 | 27882 | 65859.6721 | 65859.6721 | 65859.6721 | 65859.6721 | 91974.1721 | 91974.1721 | 91974.1721 | 91974.1721 | 22773.25 | 22773.25 | 22773.25 | 22773.25 | 0 | 0 | 0 | 0 | 0 | 0 | 0 | 0 | 0 | 0 | 0 | 0 | 833956.377
SCE Total Roll-up E3 Calculator - No Carbon Adder - Compliance Scenario | Nonresidential Other (Upstream) | DEER 2008 or SCE Workpaper | System | NON_RES | DEER:Indoor_Non-CFL_Ltg | TRUE | 4 | 70% |  |  | 59.9878 | 0 | 7.1196 | 0 | 0 | 52.8681 | 121.2746 | System | kWh | 0.013598 | -1.1058 | Commercial | System | Annual |  |  |  |  | Small Boilers (<100 MMBtu/hr Heat Input):Uncontrolled | 4 | 70% | 0% | 35000 | 35300 | 35850 | 0 | 0 | 0 | 0 |  | 8750 | 8750 | 8750 | 8750 | 8825 | 8825 | 8825 | 8825 | 8962.5 | 8962.5 | 8962.5 | 8962.5 | 0 | 0 | 0 | 0 | 0 | 0 | 0 | 0 | 0 | 0 | 0 | 0 | 0 | 0 | 0 | 0 | 106150
SCE Total Roll-up E3 Calculator - No Carbon Adder - Compliance Scenario | Nonresidential Other (Direct Install) | DEER 2008 or SCE Workpaper | System | Misc._Commercial | Occupancy Sensor | TRUE | 10 | 78.67% |  |  | 87.1298 | 0 | 0 | 80.6946 | 6.4351 | 0 | 1795.4606 | System | kW | 0.65473 | 0 | Commercial | System | Annual |  |  |  |  | Small Boilers (<100 MMBtu/hr Heat Input):Uncontrolled | 10 | 78.67% | 0% | 521 | 828 | 724 | 0 | 0 | 0 | 0 |  | 130.25 | 130.25 | 130.25 | 130.25 | 207 | 207 | 207 | 207 | 181 | 181 | 181 | 181 | 0 | 0 | 0 | 0 | 0 | 0 | 0 | 0 | 0 | 0 | 0 | 0 | 0 | 0 | 0 | 0 | 2073
SCE Total Roll-up E3 Calculator - No Carbon Adder - Compliance Scenario | Nonresidential Other (Pump Tests) | DEER 2008 or SCE Workpaper | System | Agricultural | Ag & Water Pumping | TRUE | 11 | 75% |  |  | 30400 | 0 | 0 | 0 | 0 | 30400 | 34092 | System | kW | 11.34 | 0 | Commercial | System | Annual |  |  |  |  | Small Boilers (<100 MMBtu/hr Heat Input):Uncontrolled | 11 | 75% | 0% | 427.6775 | 471.25 | 471.25 | 0 | 0 | 0 | 0 |  | 106.9194 | 106.9194 | 106.9194 | 106.9194 | 117.8125 | 117.8125 | 117.8125 | 117.8125 | 117.8125 | 117.8125 | 117.8125 | 117.8125 | 0 | 0 | 0 | 0 | 0 | 0 | 0 | 0 | 0 | 0 | 0 | 0 | 0 | 0 | 0 | 0 | 1370.1775
SCE Total Roll-up E3 Calculator - No Carbon Adder - Compliance Scenario | HVAC | [16 empty] | System | #N/A | [21 empty] | 0 | 0 | 0 | 0 | 0 | 0 | 0 | 0 | 0 | 0 | 0 | 0 | 0 | 0 | 0 | 0 | 0 | 0 | 0 | 0 | 0 | 0 | 0 | 0 | 0 | 0 | 0 | 0 | 0
SCE Total Roll-up E3 Calculator - No Carbon Adder - Compliance Scenario | Commissioning | [16 empty] | System | #N/A | [21 empty] | 0 | 0 | 0 | 0 | 0 | 0 | 0 | 0 | 0 | 0 | 0 | 0 | 0 | 0 | 0 | 0 | 0 | 0 | 0 | 0 | 0 | 0 | 0 | 0 | 0 | 0 | 0 | 0 | 0
SCE Total Roll-up E3 Calculator - No Carbon Adder - Compliance Scenario | Retrocommissioing | DEER 2008 or SCE Workpaper | System | Misc._Commercial | New_AC-Ret | TRUE | 8 | 70% |  |  | 270 | 81.19 | 0 | 0 | 0 | 188.81 | 1157.7 | System | kW | 0 | 0 | Commercial | System | Annual |  |  |  |  | Small Boilers (<100 MMBtu/hr Heat Input):Uncontrolled | 8 | 70% | 0% | 475 | 760 | 665 | 0 | 0 | 0 | 0 |  | 118.75 | 118.75 | 118.75 | 118.75 | 190 | 190 | 190 | 190 | 166.25 | 166.25 | 166.25 | 166.25 | 0 | 0 | 0 | 0 | 0 | 0 | 0 | 0 | 0 | 0 | 0 | 0 | 0 | 0 | 0 | 0 | 1900
SCE Total Roll-up E3 Calculator - No Carbon Adder - Compliance Scenario | New AC Equipment: packaged, split, etc. (Downstream) | DEER 2008 or SCE Workpaper | System | NON_RES | DEER:HVAC_Split-Package_AC | TRUE | 17.2 | 69.86% |  |  | 476.5222 | 57.404 | 17.1825 | 0 | 0 | 401.9357 | 501.2382 | System | kWh | 0.1093 | -0.16954 | Commercial | System | Annual |  |  |  |  | Small Boilers (<100 MMBtu/hr Heat Input):Uncontrolled | 17.2 | 69.86% | 0% | 117129.2961 | 323694.7762 | 208657.1584 | 16 | 0 | 0 | 0 |  | 29282.324 | 29282.324 | 29282.324 | 29282.324 | 80923.694 | 80923.694 | 80923.694 | 80923.694 | 52164.2896 | 52164.2896 | 52164.2896 | 52164.2896 | 4 | 4 | 4 | 4 | 0 | 0 | 0 | 0 | 0 | 0 | 0 | 0 | 0 | 0 | 0 | 0 | 649497.2307
SCE Total Roll-up E3 Calculator - No Carbon Adder - Compliance Scenario | New AC Equipment: packaged, split, etc. (Upstream) | DEER 2008 or SCE Workpaper | System | NON_RES | DEER:HVAC_Split-Package_AC | TRUE | 15 | 70% |  |  | 263.3333 | 0 | 162.1528 | 0 | 0 | 101.1806 | 286.7087 | System | kWh | 0.30907 | -0.16954 | Commercial | System | Annual |  |  |  |  | Small Boilers (<100 MMBtu/hr Heat Input):Uncontrolled | 15 | 70% | 0% | 6300 | 7500 | 7800 | 0 | 0 | 0 | 0 |  | 1575 | 1575 | 1575 | 1575 | 1875 | 1875 | 1875 | 1875 | 1950 | 1950 | 1950 | 1950 | 0 | 0 | 0 | 0 | 0 | 0 | 0 | 0 | 0 | 0 | 0 | 0 | 0 | 0 | 0 | 0 | 21600
SCE Total Roll-up E3 Calculator - No Carbon Adder - Compliance Scenario | New AC Equipment: packaged, split, etc. (Direct Install) | DEER 2008 or SCE Workpaper | System | NON_RES | DEER:HVAC_Split-Package_AC | TRUE | 15 | 85% |  |  | 397.4991 | 0 | 0 | 99.3748 | 298.1244 | 0 | 1557 | System | kWh | 0.685 | -0.16954 | Commercial | System | Annual |  |  |  |  | Small Boilers (<100 MMBtu/hr Heat Input):Uncontrolled | 15 | 85% | 0% | 847.9561 | 847.9561 | 847.9561 | 0 | 0 | 0 | 0 |  | 211.989 | 211.989 | 211.989 | 211.989 | 211.989 | 211.989 | 211.989 | 211.989 | 211.989 | 211.989 | 211.989 | 211.989 | 0 | 0 | 0 | 0 | 0 | 0 | 0 | 0 | 0 | 0 | 0 | 0 | 0 | 0 | 0 | 0 | 2543.8684
SCE Total Roll-up E3 Calculator - No Carbon Adder - Compliance Scenario | Chillers | DEER 2008 or SCE Workpaper | System | NON_RES | DEER:HVAC_Chillers | TRUE | 20 | 69.99% |  |  | 154.8964 | 23.494 | 0 | 0 | 0 | 131.4024 | 202.228 | System | kWh | 0.092341 | -0.000107 | Commercial | System | Annual |  |  |  |  | Small Boilers (<100 MMBtu/hr Heat Input):Uncontrolled | 20 | 69.99% | 0% | 42622.4075 | 184388.6713 | 88588.3253 | 0 | 0 | 0 | 0 |  | 10655.6019 | 10655.6019 | 10655.6019 | 10655.6019 | 46097.1678 | 46097.1678 | 46097.1678 | 46097.1678 | 22147.0813 | 22147.0813 | 22147.0813 | 22147.0813 | 0 | 0 | 0 | 0 | 0 | 0 | 0 | 0 | 0 | 0 | 0 | 0 | 0 | 0 | 0 | 0 | 315599.404
SCE Total Roll-up E3 Calculator - No Carbon Adder - Compliance Scenario | Controls & VSDs | DEER 2008 or SCE Workpaper | System | Misc._Commercial | New_AC-Ret | TRUE | 13.5 | 59.63% |  |  | 81.7229 | 26.5223 | 5.2822 | 3.4327 | 3.5688 | 42.9169 | 235.1285 | System | kW | 0.048123 | 0 | Commercial | System | Annual |  |  |  |  | Small Boilers (<100 MMBtu/hr Heat Input):Uncontrolled | 13.5 | 59.63% | 0% | 43202.9 | 105159.9 | 16020.6 | 5 | 0 | 0 | 0 |  | 10800.725 | 10800.725 | 10800.725 | 10800.725 | 26289.975 | 26289.975 | 26289.975 | 26289.975 | 4005.15 | 4005.15 | 4005.15 | 4005.15 | 1.25 | 1.25 | 1.25 | 1.25 | 0 | 0 | 0 | 0 | 0 | 0 | 0 | 0 | 0 | 0 | 0 | 0 | 164388.4
SCE Total Roll-up E3 Calculator - No Carbon Adder - Compliance Scenario | Cooling Towers | [16 empty] | System | #N/A | [21 empty] | 0 | 0 | 0 | 0 | 0 | 0 | 0 | 0 | 0 | 0 | 0 | 0 | 0 | 0 | 0 | 0 | 0 | 0 | 0 | 0 | 0 | 0 | 0 | 0 | 0 | 0 | 0 | 0 | 0
SCE Total Roll-up E3 Calculator - No Carbon Adder - Compliance Scenario | RCA (Direct Install) | DEER 2008 or SCE Workpaper | System | NON_RES | DEER:HVAC_Refrig_Charge | TRUE | 10 | 70.67% |  |  | 118.1776 | 0 | 0 | 100.6084 | 17.5692 | 0 | 113.6525 | System | kWh | 0.090241 | -0.002469 | Commercial | System | Annual |  |  |  |  | Small Boilers (<100 MMBtu/hr Heat Input):Uncontrolled | 10 | 70.67% | 0% | 21694.8348 | 22421.4348 | 21863.4348 | 0 | 0 | 0 | 0 |  | 5423.7087 | 5423.7087 | 5423.7087 | 5423.7087 | 5605.3587 | 5605.3587 | 5605.3587 | 5605.3587 | 5465.8587 | 5465.8587 | 5465.8587 | 5465.8587 | 0 | 0 | 0 | 0 | 0 | 0 | 0 | 0 | 0 | 0 | 0 | 0 | 0 | 0 | 0 | 0 | 65979.7045
SCE Total Roll-up E3 Calculator - No Carbon Adder - Compliance Scenario | RCA (Midstream) | DEER 2008 or SCE Workpaper | System | NON_RES | DEER:HVAC_Refrig_Charge | TRUE | 10 | 70% |  |  | 29.932 | 0 | 23.5039 | 0 | 0 | 6.4281 | 65.6396 | System | kWh | 0.050082 | -0.002469 | Commercial | System | Annual |  |  |  |  | Small Boilers (<100 MMBtu/hr Heat Input):Uncontrolled | 10 | 70% | 0% | 64534.32 | 99490.41 | 104868.27 | 0 | 0 | 0 | 0 |  | 16133.58 | 16133.58 | 16133.58 | 16133.58 | 24872.6025 | 24872.6025 | 24872.6025 | 24872.6025 | 26217.0675 | 26217.0675 | 26217.0675 | 26217.0675 | 0 | 0 | 0 | 0 | 0 | 0 | 0 | 0 | 0 | 0 | 0 | 0 | 0 | 0 | 0 | 0 | 268893
SCE Total Roll-up E3 Calculator - No Carbon Adder - Compliance Scenario | Fans | DEER 2008 or SCE Workpaper | System | Misc._Commercial | New_AC-Ret | TRUE | 13.5 | 64.08% |  |  | 517.2201 | 103.5854 | 0 | 0 | 0 | 413.6347 | 1253.3892 | System | kW | 0.2746 | 0 | Commercial | System | Annual |  |  |  |  | Small Boilers (<100 MMBtu/hr Heat Input):Uncontrolled | 13.5 | 64.08% | 0% | 597 | 846 | 1438 | 151 | 0 | 0 | 0 |  | 149.25 | 149.25 | 149.25 | 149.25 | 211.5 | 211.5 | 211.5 | 211.5 | 359.5 | 359.5 | 359.5 | 359.5 | 37.75 | 37.75 | 37.75 | 37.75 | 0 | 0 | 0 | 0 | 0 | 0 | 0 | 0 | 0 | 0 | 0 | 0 | 3032
SCE Total Roll-up E3 Calculator - No Carbon Adder - Compliance Scenario | Ducts | [16 empty] | System | #N/A | [21 empty] | 0 | 0 | 0 | 0 | 0 | 0 | 0 | 0 | 0 | 0 | 0 | 0 | 0 | 0 | 0 | 0 | 0 | 0 | 0 | 0 | 0 | 0 | 0 | 0 | 0 | 0 | 0 | 0 | 0
SCE Total Roll-up E3 Calculator - No Carbon Adder - Compliance Scenario | Other Ventilation | [16 empty] | System | #N/A | [21 empty] | 0 | 0 | 0 | 0 | 0 | 0 | 0 | 0 | 0 | 0 | 0 | 0 | 0 | 0 | 0 | 0 | 0 | 0 | 0 | 0 | 0 | 0 | 0 | 0 | 0 | 0 | 0 | 0 | 0
SCE Total Roll-up E3 Calculator - No Carbon Adder - Compliance Scenario | Economizers | DEER 2008 or SCE Workpaper | System | Misc._Commercial | New_AC-Ret | TRUE | 5.1 | 70.28% |  |  | 44.5267 | 0.85886 | 13.0687 | 8.8344 | 4.1821 | 17.5826 | 218.1048 | System | kW | 0.0038548 | -33.6837 | Commercial | System | Annual |  |  |  |  | Small Boilers (<100 MMBtu/hr Heat Input):Uncontrolled | 5.1 | 70.28% | 0% | 5911.92 | 9655.91 | 8708.57 | 0 | 0 | 0 | 0 |  | 1477.98 | 1477.98 | 1477.98 | 1477.98 | 2413.9775 | 2413.9775 | 2413.9775 | 2413.9775 | 2177.1425 | 2177.1425 | 2177.1425 | 2177.1425 | 0 | 0 | 0 | 0 | 0 | 0 | 0 | 0 | 0 | 0 | 0 | 0 | 0 | 0 | 0 | 0 | 24276.4
SCE Total Roll-up E3 Calculator - No Carbon Adder - Compliance Scenario | Envelope (Downsteam) | DEER 2008 or SCE Workpaper | System | Misc._Commercial | New_AC-Ret | TRUE | 10 | 56.93% |  |  | 5.9232 | 1.2656 | 0 | 0.00011592 | 0 | 4.6575 | 16.5469 | System | kW | 0.0065979 | -0.012288 | Commercial | System | Annual |  |  |  |  | Small Boilers (<100 MMBtu/hr Heat Input):Uncontrolled | 10 | 56.93% | 0% | 130222 | 210580 | 140494 | 6364 | 0 | 0 | 0 |  | 32555.5 | 32555.5 | 32555.5 | 32555.5 | 52645 | 52645 | 52645 | 52645 | 35123.5 | 35123.5 | 35123.5 | 35123.5 | 1591 | 1591 | 1591 | 1591 | 0 | 0 | 0 | 0 | 0 | 0 | 0 | 0 | 0 | 0 | 0 | 0 | 487660
SCE Total Roll-up E3 Calculator - No Carbon Adder - Compliance Scenario | Envelope (Direct Install) | DEER 2008 or SCE Workpaper | System | Misc._Commercial | New_AC-Ret | TRUE | 10 | 85% |  |  | 5.4015 | 0 | 0 | 2.8707 | 2.5308 | 0 | 28.5015 | System | kW | 0.0079233 | -0.012288 | Commercial | System | Annual |  |  |  |  | Small Boilers (<100 MMBtu/hr Heat Input):Uncontrolled | 10 | 85% | 0% | 295152.8286 | 295062.8286 | 294927.8286 | 0 | 0 | 0 | 0 |  | 73788.2071 | 73788.2071 | 73788.2071 | 73788.2071 | 73765.7071 | 73765.7071 | 73765.7071 | 73765.7071 | 73731.9571 | 73731.9571 | 73731.9571 | 73731.9571 | 0 | 0 | 0 | 0 | 0 | 0 | 0 | 0 | 0 | 0 | 0 | 0 | 0 | 0 | 0 | 0 | 885143.4858
SCE Total Roll-up E3 Calculator - No Carbon Adder - Compliance Scenario | HVAC Other (Downstream) | DEER 2008 or SCE Workpaper | System | Misc._Commercial | New_AC-Ret | TRUE | 8.5 | 70% |  |  | 583.0633 | 30.3625 | 68.2634 | 0.051074 | 0 | 484.3864 | 667.3866 | System | kW | 0.17443 | 0 | Commercial | System | Annual |  |  |  |  | Small Boilers (<100 MMBtu/hr Heat Input):Uncontrolled | 8.5 | 70% | 0% | 2357 | 3527 | 1952 | 0 | 0 | 0 | 0 |  | 589.25 | 589.25 | 589.25 | 589.25 | 881.75 | 881.75 | 881.75 | 881.75 | 488 | 488 | 488 | 488 | 0 | 0 | 0 | 0 | 0 | 0 | 0 | 0 | 0 | 0 | 0 | 0 | 0 | 0 | 0 | 0 | 7836
SCE Total Roll-up E3 Calculator - No Carbon Adder - Compliance Scenario | HVAC Other (Direct Install) | DEER 2008 or SCE Workpaper | System | Misc._Commercial | New_AC-Ret | TRUE | 2.8 | 76.18% |  |  | 28.7206 | 0 | 0 | 22.5492 | 6.1714 | -3.8192e-14 | 57.4151 | System | kW | 0.069642 | 0 | Commercial | System | Annual |  |  |  |  | Small Boilers (<100 MMBtu/hr Heat Input):Uncontrolled | 2.8 | 76.18% | 0% | 26715.8319 | 41249.0319 | 36413.0319 | 0 | 0 | 0 | 0 |  | 6678.958 | 6678.958 | 6678.958 | 6678.958 | 10312.258 | 10312.258 | 10312.258 | 10312.258 | 9103.258 | 9103.258 | 9103.258 | 9103.258 | 0 | 0 | 0 | 0 | 0 | 0 | 0 | 0 | 0 | 0 | 0 | 0 | 0 | 0 | 0 | 0 | 104377.8957
SCE Total Roll-up E3 Calculator - No Carbon Adder - Compliance Scenario | HVAC Other (Midstream) | DEER 2008 or SCE Workpaper | System | Misc._Commercial | New_AC-Ret | TRUE | 3 | 70% |  |  | 35.11 | 0 | 18 | 0 | 0 | 17.11 | 155.3796 | System | kW | 0.12326 | 0 | Commercial | System | Annual |  |  |  |  | Small Boilers (<100 MMBtu/hr Heat Input):Uncontrolled | 3 | 70% | 0% | 46671.12 | 71951.31 | 75840.57 | 0 | 0 | 0 | 0 |  | 11667.78 | 11667.78 | 11667.78 | 11667.78 | 17987.8275 | 17987.8275 | 17987.8275 | 17987.8275 | 18960.1425 | 18960.1425 | 18960.1425 | 18960.1425 | 0 | 0 | 0 | 0 | 0 | 0 | 0 | 0 | 0 | 0 | 0 | 0 | 0 | 0 | 0 | 0 | 194463
SCE Total Roll-up E3 Calculator - No Carbon Adder - Compliance Scenario | Lighting | [16 empty] | System | #N/A | [21 empty] | 0 | 0 | 0 | 0 | 0 | 0 | 0 | 0 | 0 | 0 | 0 | 0 | 0 | 0 | 0 | 0 | 0 | 0 | 0 | 0 | 0 | 0 | 0 | 0 | 0 | 0 | 0 | 0 | 0
SCE Total Roll-up E3 Calculator - No Carbon Adder - Compliance Scenario | Screw-in CFL Interior (Downstream) | DEER 2008 or SCE Workpaper | System | NON_RES | DEER:Indoor_CFL_Ltg | TRUE | 2.7 | 79.1% |  |  | 8.8057 | 3.744 | 0 | 0 | 0 | 5.0617 | 144.8807 | System | kWh | 0.024916 | -0.64832 | Commercial | System | Annual |  |  |  |  | Small Boilers (<100 MMBtu/hr Heat Input):Uncontrolled | 2.7 | 79.1% | 0% | 53116.1631 | 61046.2459 | 56966.7722 | 170 | 0 | 0 | 0 |  | 13279.0408 | 13279.0408 | 13279.0408 | 13279.0408 | 15261.5615 | 15261.5615 | 15261.5615 | 15261.5615 | 14241.693 | 14241.693 | 14241.693 | 14241.693 | 42.5 | 42.5 | 42.5 | 42.5 | 0 | 0 | 0 | 0 | 0 | 0 | 0 | 0 | 0 | 0 | 0 | 0 | 171299.1812
SCE Total Roll-up E3 Calculator - No Carbon Adder - Compliance Scenario | Screw-in CFL Interior (Upstream - Traditional) | DEER 2008 or SCE Workpaper | System | NON_RES | DEER:Indoor_CFL_Ltg | TRUE | 2.8 | 60% |  |  | 2.1818 | 0 | 1.7183 | 0 | 0 | 0.46353 | 173.4185 | System | kWh | 0.036219 | -0.64832 | Commercial | System | Annual |  |  |  |  | Small Boilers (<100 MMBtu/hr Heat Input):Uncontrolled | 2.8 | 60% | 0% | 501958 | 611148 | 513590 | 0 | 0 | 0 | 0 |  | 125489.5 | 125489.5 | 125489.5 | 125489.5 | 152787 | 152787 | 152787 | 152787 | 128397.5 | 128397.5 | 128397.5 | 128397.5 | 0 | 0 | 0 | 0 | 0 | 0 | 0 | 0 | 0 | 0 | 0 | 0 | 0 | 0 | 0 | 0 | 1626696
SCE Total Roll-up E3 Calculator - No Carbon Adder - Compliance Scenario | Screw-in CFL Interior (Upstream - Specialty) | DEER 2008 or SCE Workpaper | System | NON_RES | DEER:Indoor_CFL_Ltg | TRUE | 2.8 | 85% |  |  | 11.8431 | 0 | 3.5288 | 0 | 0 | 8.3143 | 102.5867 | System | kWh | 0.024955 | -0.64832 | Commercial | System | Annual |  |  |  |  | Small Boilers (<100 MMBtu/hr Heat Input):Uncontrolled | 2.8 | 85% | 0% | 109370 | 143438 | 145494 | 0 | 0 | 0 | 0 |  | 27342.5 | 27342.5 | 27342.5 | 27342.5 | 35859.5 | 35859.5 | 35859.5 | 35859.5 | 36373.5 | 36373.5 | 36373.5 | 36373.5 | 0 | 0 | 0 | 0 | 0 | 0 | 0 | 0 | 0 | 0 | 0 | 0 | 0 | 0 | 0 | 0 | 398302
SCE Total Roll-up E3 Calculator - No Carbon Adder - Compliance Scenario | Screw-in CFL Interior (Direct Install) | DEER 2008 or SCE Workpaper | System | NON_RES | DEER:Indoor_CFL_Ltg | TRUE | 2.7 | 84.68% |  |  | 10.6731 | 0 | 0 | 4.2532 | 6.4199 | 7.1054e-15 | 188.7677 | System | kWh | 0.034939 | -0.64832 | Commercial | System | Annual |  |  |  |  | Small Boilers (<100 MMBtu/hr Heat Input):Uncontrolled | 2.7 | 84.68% | 0% | 65004.1507 | 66041.3627 | 64379.3627 | 0 | 0 | 0 | 0 |  | 16251.0377 | 16251.0377 | 16251.0377 | 16251.0377 | 16510.3407 | 16510.3407 | 16510.3407 | 16510.3407 | 16094.8407 | 16094.8407 | 16094.8407 | 16094.8407 | 0 | 0 | 0 | 0 | 0 | 0 | 0 | 0 | 0 | 0 | 0 | 0 | 0 | 0 | 0 | 0 | 195424.876
SCE Total Roll-up E3 Calculator - No Carbon Adder - Compliance Scenario | CFL Fixture Interior | DEER 2008 or SCE Workpaper | System | NON_RES | DEER:Indoor_CFL_Ltg | TRUE | 11.9 | 76.53% |  |  | 37.893 | 13.7659 | 0 | 0 | 0 | 24.1271 | 255.4814 | System | kWh | 0.06048 | -0.90256 | Commercial | System | Annual |  |  |  |  | Small Boilers (<100 MMBtu/hr Heat Input):Uncontrolled | 11.9 | 76.53% | 0% | 5984.6879 | 6826.3188 | 7635.0788 | 0 | 0 | 0 | 0 |  | 1496.172 | 1496.172 | 1496.172 | 1496.172 | 1706.5797 | 1706.5797 | 1706.5797 | 1706.5797 | 1908.7697 | 1908.7697 | 1908.7697 | 1908.7697 | 0 | 0 | 0 | 0 | 0 | 0 | 0 | 0 | 0 | 0 | 0 | 0 | 0 | 0 | 0 | 0 | 20446.0856
SCE Total Roll-up E3 Calculator - No Carbon Adder - Compliance Scenario | Interior Exit Signs | DEER 2008 or SCE Workpaper | System | NON_RES | DEER:Indoor_Non-CFL_Ltg | TRUE | 16 | 77.45% |  |  | 57.11 | 15.6723 | 0 | 11.7021 | 12.763 | 16.9726 | 284.6314 | System | kWh | 0.039351 | -7.2138 | Commercial | System | Annual |  |  |  |  | Small Boilers (<100 MMBtu/hr Heat Input):Uncontrolled | 16 | 77.45% | 0% | 12990.2659 | 14856.0684 | 14462.7517 | 0 | 0 | 0 | 0 |  | 3247.5665 | 3247.5665 | 3247.5665 | 3247.5665 | 3714.0171 | 3714.0171 | 3714.0171 | 3714.0171 | 3615.6879 | 3615.6879 | 3615.6879 | 3615.6879 | 0 | 0 | 0 | 0 | 0 | 0 | 0 | 0 | 0 | 0 | 0 | 0 | 0 | 0 | 0 | 0 | 42309.086
SCE Total Roll-up E3 Calculator - No Carbon Adder - Compliance Scenario | Linear Flourescents Interior (Downstream) | DEER 2008 or SCE Workpaper | System | NON_RES | DEER:Indoor_Non-CFL_Ltg | TRUE | 14.7 | 77.3% |  |  | 65.9411 | 13.0072 | 0 | 0 | 0 | 52.9339 | 120.182 | System | kWh | 0.02958 | -1.7822 | Commercial | System | Annual |  |  |  |  | Small Boilers (<100 MMBtu/hr Heat Input):Uncontrolled | 14.7 | 77.3% | 0% | 477361.7482 | 603024.8507 | 617280.135 | 25 | 0 | 0 | 0 |  | 119340.437 | 119340.437 | 119340.437 | 119340.437 | 150756.2127 | 150756.2127 | 150756.2127 | 150756.2127 | 154320.0337 | 154320.0337 | 154320.0337 | 154320.0337 | 6.25 | 6.25 | 6.25 | 6.25 | 0 | 0 | 0 | 0 | 0 | 0 | 0 | 0 | 0 | 0 | 0 | 0 | 1697691.7338
SCE Total Roll-up E3 Calculator - No Carbon Adder - Compliance Scenario | Linear Flourescents Interior (Direct Install) | DEER 2008 or SCE Workpaper | System | NON_RES | DEER:Indoor_Non-CFL_Ltg | TRUE | 14.8 | 85% |  |  | 64.4266 | 0 | 0 | 25.6092 | 38.8174 | 0 | 197.6209 | System | kWh | 0.03775 | -1.7822 | Commercial | System | Annual |  |  |  |  | Small Boilers (<100 MMBtu/hr Heat Input):Uncontrolled | 14.8 | 85% | 0% | 368515.2588 | 365675.2588 | 361415.2588 | 0 | 0 | 0 | 0 |  | 92128.8147 | 92128.8147 | 92128.8147 | 92128.8147 | 91418.8147 | 91418.8147 | 91418.8147 | 91418.8147 | 90353.8147 | 90353.8147 | 90353.8147 | 90353.8147 | 0 | 0 | 0 | 0 | 0 | 0 | 0 | 0 | 0 | 0 | 0 | 0 | 0 | 0 | 0 | 0 | 1095605.7763
SCE Total Roll-up E3 Calculator - No Carbon Adder - Compliance Scenario | HID Interior | DEER 2008 or SCE Workpaper | System | NON_RES | DEER:Indoor_Non-CFL_Ltg | TRUE | 15 | 56.16% |  |  | 257.5365 | 48.0959 | 0 | 0 | 0 | 209.4405 | 507.5717 | System | kWh | 0.070403 | -4.8621 | Commercial | System | Annual |  |  |  |  | Small Boilers (<100 MMBtu/hr Heat Input):Uncontrolled | 15 | 56.16% | 0% | 415 | 851 | 1145 | 258 | 0 | 0 | 0 |  | 103.75 | 103.75 | 103.75 | 103.75 | 212.75 | 212.75 | 212.75 | 212.75 | 286.25 | 286.25 | 286.25 | 286.25 | 64.5 | 64.5 | 64.5 | 64.5 | 0 | 0 | 0 | 0 | 0 | 0 | 0 | 0 | 0 | 0 | 0 | 0 | 2669
SCE Total Roll-up E3 Calculator - No Carbon Adder - Compliance Scenario | LED Interior | DEER 2008 or SCE Workpaper | System | NON_RES | DEER:Indoor_Non-CFL_Ltg | TRUE | 16 | 85% |  |  | 46.5228 | 0 | 0 | 18.6091 | 27.9137 | 0 | 229.6935 | System | kWh | 0.040625 | 0 | Commercial | System | Annual |  |  |  |  | Small Boilers (<100 MMBtu/hr Heat Input):Uncontrolled | 16 | 85% | 0% | 1268.7448 | 1268.7448 | 1268.7448 | 0 | 0 | 0 | 0 |  | 317.1862 | 317.1862 | 317.1862 | 317.1862 | 317.1862 | 317.1862 | 317.1862 | 317.1862 | 317.1862 | 317.1862 | 317.1862 | 317.1862 | 0 | 0 | 0 | 0 | 0 | 0 | 0 | 0 | 0 | 0 | 0 | 0 | 0 | 0 | 0 | 0 | 3806.2343
SCE Total Roll-up E3 Calculator - No Carbon Adder - Compliance Scenario | Interior Controls (Downstream) | DEER 2008 or SCE Workpaper | System | NON_RES | DEER:Indoor_Non-CFL_Ltg | TRUE | 8 | 82.45% |  |  | 167.1326 | 21.272 | 0 | 0 | 0 | 145.8605 | 315.7828 | System | kWh | 0.11431 | -11.0577 | Commercial | System | Annual |  |  |  |  | Small Boilers (<100 MMBtu/hr Heat Input):Uncontrolled | 8 | 82.45% | 0% | 29358.2763 | 33456.0631 | 34939.7658 | 3 | 0 | 0 | 0 |  | 7339.5691 | 7339.5691 | 7339.5691 | 7339.5691 | 8364.0158 | 8364.0158 | 8364.0158 | 8364.0158 | 8734.9414 | 8734.9414 | 8734.9414 | 8734.9414 | 0.75 | 0.75 | 0.75 | 0.75 | 0 | 0 | 0 | 0 | 0 | 0 | 0 | 0 | 0 | 0 | 0 | 0 | 97757.1051
SCE Total Roll-up E3 Calculator - No Carbon Adder - Compliance Scenario | Interior Controls (Direct Install) | DEER 2008 or SCE Workpaper | System | NON_RES | DEER:Indoor_Non-CFL_Ltg | TRUE | 8 | 84.13% |  |  | 75.9185 | 0 | 0 | 40.7489 | 35.1696 | 0 | 213.759 | System | kWh | 0.17617 | -11.0577 | Commercial | System | Annual |  |  |  |  | Small Boilers (<100 MMBtu/hr Heat Input):Uncontrolled | 8 | 84.13% | 0% | 2951.2319 | 2841.2319 | 2676.2319 | 0 | 0 | 0 | 0 |  | 737.808 | 737.808 | 737.808 | 737.808 | 710.308 | 710.308 | 710.308 | 710.308 | 669.058 | 669.058 | 669.058 | 669.058 | 0 | 0 | 0 | 0 | 0 | 0 | 0 | 0 | 0 | 0 | 0 | 0 | 0 | 0 | 0 | 0 | 8468.6957
SCE Total Roll-up E3 Calculator - No Carbon Adder - Compliance Scenario | Interior Day Lighting | [16 empty] | System | #N/A | [21 empty] | 0 | 0 | 0 | 0 | 0 | 0 | 0 | 0 | 0 | 0 | 0 | 0 | 0 | 0 | 0 | 0 | 0 | 0 | 0 | 0 | 0 | 0 | 0 | 0 | 0 | 0 | 0 | 0 | 0
SCE Total Roll-up E3 Calculator - No Carbon Adder - Compliance Scenario | Other Interior Lighting | DEER 2008 or SCE Workpaper | System | NON_RES | DEER:Indoor_Non-CFL_Ltg | TRUE | 13.8 | 76.69% |  |  | 129.1817 | 26.212 | 0.18634 | 0.95835 | 0.58163 | 101.2434 | 395.4015 | System | kWh | 0.08036 | -0.10762 | Commercial | System | Annual |  |  |  |  | Small Boilers (<100 MMBtu/hr Heat Input):Uncontrolled | 13.8 | 76.69% | 0% | 8443.4955 | 12757.2342 | 13082.2252 | 0 | 0 | 0 | 0 |  | 2110.8739 | 2110.8739 | 2110.8739 | 2110.8739 | 3189.3086 | 3189.3086 | 3189.3086 | 3189.3086 | 3270.5563 | 3270.5563 | 3270.5563 | 3270.5563 | 0 | 0 | 0 | 0 | 0 | 0 | 0 | 0 | 0 | 0 | 0 | 0 | 0 | 0 | 0 | 0 | 34282.955
SCE Total Roll-up E3 Calculator - No Carbon Adder - Compliance Scenario | CFL Lamp Exterior | [16 empty] | System | #N/A | [21 empty] | 0 | 0 | 0 | 0 | 0 | 0 | 0 | 0 | 0 | 0 | 0 | 0 | 0 | 0 | 0 | 0 | 0 | 0 | 0 | 0 | 0 | 0 | 0 | 0 | 0 | 0 | 0 | 0 | 0
SCE Total Roll-up E3 Calculator - No Carbon Adder - Compliance Scenario | CFL Fixture Exterior | DEER 2008 or SCE Workpaper | System | Misc._Commercial | Outdoor Lt | TRUE | 13.5 | 77% |  |  | 276.91 | 17 | 0 | 0 | 0 | 259.91 | 85.5579 | System | kW | 0 | 0 | Commercial | System | Annual |  |  |  |  | Small Boilers (<100 MMBtu/hr Heat Input):Uncontrolled | 13.5 | 77% | 0% | 328 | 344 | 382 | 0 | 0 | 0 | 0 |  | 82 | 82 | 82 | 82 | 86 | 86 | 86 | 86 | 95.5 | 95.5 | 95.5 | 95.5 | 0 | 0 | 0 | 0 | 0 | 0 | 0 | 0 | 0 | 0 | 0 | 0 | 0 | 0 | 0 | 0 | 1054
SCE Total Roll-up E3 Calculator - No Carbon Adder - Compliance Scenario | Other Exterior Lighting | DEER 2008 or SCE Workpaper | System | Misc._Commercial | Outdoor Lt | TRUE | 15 | 76.91% |  |  | 86.2397 | 32.82 | 0 | 0 | 0 | 53.4197 | 636.8449 | System | kW | 4.1144e-05 | 0 | Commercial | System | Annual |  |  |  |  | Small Boilers (<100 MMBtu/hr Heat Input):Uncontrolled | 15 | 76.91% | 0% | 4192.9946 | 4425.4809 | 5016.47 | 0 | 0 | 0 | 0 |  | 1048.2486 | 1048.2486 | 1048.2486 | 1048.2486 | 1106.3702 | 1106.3702 | 1106.3702 | 1106.3702 | 1254.1175 | 1254.1175 | 1254.1175 | 1254.1175 | 0 | 0 | 0 | 0 | 0 | 0 | 0 | 0 | 0 | 0 | 0 | 0 | 0 | 0 | 0 | 0 | 13634.9455
SCE Total Roll-up E3 Calculator - No Carbon Adder - Compliance Scenario | Process | [16 empty] | System | #N/A | [21 empty] | 0 | 0 | 0 | 0 | 0 | 0 | 0 | 0 | 0 | 0 | 0 | 0 | 0 | 0 | 0 | 0 | 0 | 0 | 0 | 0 | 0 | 0 | 0 | 0 | 0 | 0 | 0 | 0 | 0
SCE Total Roll-up E3 Calculator - No Carbon Adder - Compliance Scenario | Compressed Air | DEER 2008 or SCE Workpaper | System | Industrial | Industrial | TRUE | 15 | 69.14% |  |  | 451.6698 | 113.686 | 0 | 0 | 0 | 337.9838 | 1421.0754 | System | kW | 0.094102 | 0 | Commercial | System | Annual |  |  |  |  | Small Boilers (<100 MMBtu/hr Heat Input):Uncontrolled | 15 | 69.14% | 0% | 2824.9393 | 3224.9393 | 5649.8786 | 0 | 0 | 0 | 0 |  | 706.2348 | 706.2348 | 706.2348 | 706.2348 | 806.2348 | 806.2348 | 806.2348 | 806.2348 | 1412.4697 | 1412.4697 | 1412.4697 | 1412.4697 | 0 | 0 | 0 | 0 | 0 | 0 | 0 | 0 | 0 | 0 | 0 | 0 | 0 | 0 | 0 | 0 | 11699.7572
SCE Total Roll-up E3 Calculator - No Carbon Adder - Compliance Scenario | Controls | [16 empty] | System | #N/A | [21 empty] | 0 | 0 | 0 | 0 | 0 | 0 | 0 | 0 | 0 | 0 | 0 | 0 | 0 | 0 | 0 | 0 | 0 | 0 | 0 | 0 | 0 | 0 | 0 | 0 | 0 | 0 | 0 | 0 | 0
SCE Total Roll-up E3 Calculator - No Carbon Adder - Compliance Scenario | VSD | DEER 2008 or SCE Workpaper | System | Industrial | Industrial | TRUE | 10.7 | 52.86% |  |  | 0.0099745 | 0.0070792 | 0 | 0 | 0 | 0.0028953 | 0.092237 | System | kW | 1.3833e-05 | 0 | Commercial | System | Annual |  |  |  |  | Small Boilers (<100 MMBtu/hr Heat Input):Uncontrolled | 10.7 | 52.86% | 0% | 41114689 | 98671557 | 138139027 | 34533819 | 0 | 0 | 0 |  | 10278672.25 | 10278672.25 | 10278672.25 | 10278672.25 | 24667889.25 | 24667889.25 | 24667889.25 | 24667889.25 | 34534756.75 | 34534756.75 | 34534756.75 | 34534756.75 | 8633454.75 | 8633454.75 | 8633454.75 | 8633454.75 | 0 | 0 | 0 | 0 | 0 | 0 | 0 | 0 | 0 | 0 | 0 | 0 | 312459092
SCE Total Roll-up E3 Calculator - No Carbon Adder - Compliance Scenario | Oil Well Pump-Off Controllers | [16 empty] | System | #N/A | [21 empty] | 0 | 0 | 0 | 0 | 0 | 0 | 0 | 0 | 0 | 0 | 0 | 0 | 0 | 0 | 0 | 0 | 0 | 0 | 0 | 0 | 0 | 0 | 0 | 0 | 0 | 0 | 0 | 0 | 0
SCE Total Roll-up E3 Calculator - No Carbon Adder - Compliance Scenario | Custom | DEER 2008 or SCE Workpaper | System | Industrial | Industrial | TRUE | 17.9 | 66.1% |  |  | 1129.7093 | 379.4891 | 0 | 0 | 0 | 750.2202 | 4743.6139 | System | kW | 0.59356 | 0 | Commercial | System | Annual |  |  |  |  | Small Boilers (<100 MMBtu/hr Heat Input):Uncontrolled | 17.9 | 66.1% | 0% | 225.6288 | 3526.8257 | 451.2575 | 0 | 0 | 0 | 0 |  | 56.4072 | 56.4072 | 56.4072 | 56.4072 | 881.7064 | 881.7064 | 881.7064 | 881.7064 | 112.8144 | 112.8144 | 112.8144 | 112.8144 | 0 | 0 | 0 | 0 | 0 | 0 | 0 | 0 | 0 | 0 | 0 | 0 | 0 | 0 | 0 | 0 | 4203.712
SCE Total Roll-up E3 Calculator - No Carbon Adder - Compliance Scenario | Cooling & Motors | DEER 2008 or SCE Workpaper | System | Misc._Commercial | New_AC-Ret | TRUE | 15 | 69.94% |  |  | 209.9543 | 31.0766 | 0 | 0 | 0 | 178.8777 | 443.929 | System | kW | 0.069793 | 0 | Commercial | System | Annual |  |  |  |  | Small Boilers (<100 MMBtu/hr Heat Input):Uncontrolled | 15 | 69.94% | 0% | 3198.9695 | 3312.9695 | 6306.9391 | 26 | 0 | 0 | 0 |  | 799.7424 | 799.7424 | 799.7424 | 799.7424 | 828.2424 | 828.2424 | 828.2424 | 828.2424 | 1576.7348 | 1576.7348 | 1576.7348 | 1576.7348 | 6.5 | 6.5 | 6.5 | 6.5 | 0 | 0 | 0 | 0 | 0 | 0 | 0 | 0 | 0 | 0 | 0 | 0 | 12844.8782
SCE Total Roll-up E3 Calculator - No Carbon Adder - Compliance Scenario | Pumps & Vacuum | DEER 2008 or SCE Workpaper | System | Industrial | Industrial | TRUE | 15 | 67.29% |  |  | 288.36 | 128.16 | 0 | 0 | 0 | 160.2 | 1602 | System | kW | 0.18799 | 0 | Commercial | System | Annual |  |  |  |  | Small Boilers (<100 MMBtu/hr Heat Input):Uncontrolled | 15 | 67.29% | 0% | 1655.106 | 1655.106 | 3312.2119 | 0 | 0 | 0 | 0 |  | 413.7765 | 413.7765 | 413.7765 | 413.7765 | 413.7765 | 413.7765 | 413.7765 | 413.7765 | 828.053 | 828.053 | 828.053 | 828.053 | 0 | 0 | 0 | 0 | 0 | 0 | 0 | 0 | 0 | 0 | 0 | 0 | 0 | 0 | 0 | 0 | 6622.4239
SCE Total Roll-up E3 Calculator - No Carbon Adder - Compliance Scenario | Water Heating | [16 empty] | System | #N/A | [21 empty] | 0 | 0 | 0 | 0 | 0 | 0 | 0 | 0 | 0 | 0 | 0 | 0 | 0 | 0 | 0 | 0 | 0 | 0 | 0 | 0 | 0 | 0 | 0 | 0 | 0 | 0 | 0 | 0 | 0
SCE Total Roll-up E3 Calculator - No Carbon Adder - Compliance Scenario | Efficiency | DEER 2008 or SCE Workpaper | System | Misc._Commercial | DHW HtPmp | TRUE | 10 | 50% |  |  | 800.151 | 27.399 | 0 | 0 | 0 | 772.752 | 342.4878 | System | kW | 0.12233 | 0 | Commercial | System | Annual |  |  |  |  | Small Boilers (<100 MMBtu/hr Heat Input):Uncontrolled | 10 | 50% | 0% | 450 | 1350 | 0 | 0 | 0 | 0 | 0 |  | 112.5 | 112.5 | 112.5 | 112.5 | 337.5 | 337.5 | 337.5 | 337.5 | 0 | 0 | 0 | 0 | 0 | 0 | 0 | 0 | 0 | 0 | 0 | 0 | 0 | 0 | 0 | 0 | 0 | 0 | 0 | 0 | 1800
SCE Total Roll-up E3 Calculator - No Carbon Adder - Compliance Scenario | Use Reduction | [16 empty] | System | #N/A | [21 empty] | 0 | 0 | 0 | 0 | 0 | 0 | 0 | 0 | 0 | 0 | 0 | 0 | 0 | 0 | 0 | 0 | 0 | 0 | 0 | 0 | 0 | 0 | 0 | 0 | 0 | 0 | 0 | 0 | 0
SCE Total Roll-up E3 Calculator - No Carbon Adder - Compliance Scenario | CUSTOMIZED MEASURES | [16 empty] | System | #N/A | [21 empty] | 0 | 0 | 0 | 0 | 0 | 0 | 0 | 0 | 0 | 0 | 0 | 0 | 0 | 0 | 0 | 0 | 0 | 0 | 0 | 0 | 0 | 0 | 0 | 0 | 0 | 0 | 0 | 0 | 0
SCE Total Roll-up E3 Calculator - No Carbon Adder - Compliance Scenario | HVAC | [16 empty] | System | #N/A | [21 empty] | 0 | 0 | 0 | 0 | 0 | 0 | 0 | 0 | 0 | 0 | 0 | 0 | 0 | 0 | 0 | 0 | 0 | 0 | 0 | 0 | 0 | 0 | 0 | 0 | 0 | 0 | 0 | 0 | 0
SCE Total Roll-up E3 Calculator - No Carbon Adder - Compliance Scenario | Chillers | DEER 2008 or SCE Workpaper | System | NON_RES | DEER:HVAC_Chillers | TRUE | 19.6 | 68.06% |  |  | 0.91907 | 0.13912 | 0 | 0.0069617 | 0 | 0.77299 | 0.90665 | System | kWh | 0.00040095 | -0.029623 | Commercial | System | Annual |  |  |  |  | Small Boilers (<100 MMBtu/hr Heat Input):Uncontrolled | 19.6 | 68.06% | 0% | 17468139.7924 | 19887115.7423 | 19032417.096 | 2302621.7147 | 904088.3342 | 112926.6523 | 22585.3305 |  | 4367034.9481 | 4367034.9481 | 4367034.9481 | 4367034.9481 | 4971778.9356 | 4971778.9356 | 4971778.9356 | 4971778.9356 | 4758104.274 | 4758104.274 | 4758104.274 | 4758104.274 | 575655.4287 | 575655.4287 | 575655.4287 | 575655.4287 | 226022.0836 | 226022.0836 | 226022.0836 | 226022.0836 | 28231.6631 | 28231.6631 | 28231.6631 | 28231.6631 | 5646.3326 | 5646.3326 | 5646.3326 | 5646.3326 | 59729894.6623
SCE Total Roll-up E3 Calculator - No Carbon Adder - Compliance Scenario | Controls & VSDs | DEER 2008 or SCE Workpaper | System | Misc._Commercial | New_AC-Ret | TRUE | 14.9 | 67.43% |  |  | 0.28808 | 0.14116 | 0 | 0 | 0 | 0.14691 | 0.8976 | System | kW | 0.0001106 | -0.029623 | Commercial | System | Annual |  |  |  |  | Small Boilers (<100 MMBtu/hr Heat Input):Uncontrolled | 14.9 | 67.43% | 0% | 15349069.3663 | 21416564.8299 | 20711071.97 | 1686472.2655 | 562157.4218 | 0 | 0 |  | 3837267.3416 | 3837267.3416 | 3837267.3416 | 3837267.3416 | 5354141.2075 | 5354141.2075 | 5354141.2075 | 5354141.2075 | 5177767.9925 | 5177767.9925 | 5177767.9925 | 5177767.9925 | 421618.0664 | 421618.0664 | 421618.0664 | 421618.0664 | 140539.3555 | 140539.3555 | 140539.3555 | 140539.3555 | 0 | 0 | 0 | 0 | 0 | 0 | 0 | 0 | 59725335.8535
SCE Total Roll-up E3 Calculator - No Carbon Adder - Compliance Scenario | Cool Roofs | DEER 2008 or SCE Workpaper | System | Misc._Commercial | New_AC-Ret | TRUE | 15 | 64% |  |  | 6.596 | 0.14442 | 0 | 0 | 0 | 6.4516 | 0.78957 | System | kW | 0.00043032 | -0.029623 | Commercial | System | Annual |  |  |  |  | Small Boilers (<100 MMBtu/hr Heat Input):Uncontrolled | 15 | 64% | 0% | 372176.9902 | 381481.4149 | 391018.4503 | 140905.4213 | 46968.4738 | 0 | 0 |  | 93044.2475 | 93044.2475 | 93044.2475 | 93044.2475 | 95370.3537 | 95370.3537 | 95370.3537 | 95370.3537 | 97754.6126 | 97754.6126 | 97754.6126 | 97754.6126 | 35226.3553 | 35226.3553 | 35226.3553 | 35226.3553 | 11742.1184 | 11742.1184 | 11742.1184 | 11742.1184 | 0 | 0 | 0 | 0 | 0 | 0 | 0 | 0 | 1332550.7504
SCE Total Roll-up E3 Calculator - No Carbon Adder - Compliance Scenario | Cooling Towers | DEER 2008 or SCE Workpaper | System | Misc._Commercial | New_AC-Ret | TRUE | 14.7 | 64% |  |  | 0.98016 | 0.14895 | 0 | 0 | 0 | 0.83122 | 0.78961 | System | kW | 0.0003856 | 0 | Commercial | System | Annual |  |  |  |  | Small Boilers (<100 MMBtu/hr Heat Input):Uncontrolled | 14.7 | 64% | 0% | 4016552.5247 | 4645949.7472 | 4597903.5141 | 593452.2721 | 197817.424 | 0 | 0 |  | 1004138.1312 | 1004138.1312 | 1004138.1312 | 1004138.1312 | 1161487.4368 | 1161487.4368 | 1161487.4368 | 1161487.4368 | 1149475.8785 | 1149475.8785 | 1149475.8785 | 1149475.8785 | 148363.068 | 148363.068 | 148363.068 | 148363.068 | 49454.356 | 49454.356 | 49454.356 | 49454.356 | 0 | 0 | 0 | 0 | 0 | 0 | 0 | 0 | 14051675.4822
SCE Total Roll-up E3 Calculator - No Carbon Adder - Compliance Scenario | Fans | DEER 2008 or SCE Workpaper | System | Misc._Commercial | New_AC-Ret | TRUE | 15 | 64% |  |  | 0.25358 | 0.11561 | 0 | 0 | 0 | 0.13797 | 0.78988 | System | kW | 0.00012342 | 0 | Commercial | System | Annual |  |  |  |  | Small Boilers (<100 MMBtu/hr Heat Input):Uncontrolled | 15 | 64% | 0% | 176427.5625 | 201631.5 | 126019.6875 | 0 | 0 | 0 | 0 |  | 44106.8906 | 44106.8906 | 44106.8906 | 44106.8906 | 50407.875 | 50407.875 | 50407.875 | 50407.875 | 31504.9219 | 31504.9219 | 31504.9219 | 31504.9219 | 0 | 0 | 0 | 0 | 0 | 0 | 0 | 0 | 0 | 0 | 0 | 0 | 0 | 0 | 0 | 0 | 504078.75
SCE Total Roll-up E3 Calculator - No Carbon Adder - Compliance Scenario | HVAC Other | DEER 2008 or SCE Workpaper | System | Misc._Commercial | New_AC-Ret | TRUE | 14.1 | 70.54% |  |  | 0.65717 | 0.1735 | 0.0028937 | 0.0021498 | 0.00068748 | 0.47793 | 1.0764 | System | kW | 0.0002605 | 0 | Commercial | System | Annual |  |  |  |  | Small Boilers (<100 MMBtu/hr Heat Input):Uncontrolled | 14.1 | 70.54% | 0% | 18960279.0332 | 36442043.4065 | 27485350.8016 | 1412932.0254 | 998874.5468 | 434293.2812 | 86858.6562 |  | 4740069.7583 | 4740069.7583 | 4740069.7583 | 4740069.7583 | 9110510.8516 | 9110510.8516 | 9110510.8516 | 9110510.8516 | 6871337.7004 | 6871337.7004 | 6871337.7004 | 6871337.7004 | 353233.0064 | 353233.0064 | 353233.0064 | 353233.0064 | 249718.6367 | 249718.6367 | 249718.6367 | 249718.6367 | 108573.3203 | 108573.3203 | 108573.3203 | 108573.3203 | 21714.6641 | 21714.6641 | 21714.6641 | 21714.6641 | 85820631.7509
SCE Total Roll-up E3 Calculator - No Carbon Adder - Compliance Scenario | New AC Equipment: packaged, split, etc. | DEER 2008 or SCE Workpaper | System | NON_RES | DEER:HVAC_Split-Package_AC | TRUE | 15 | 66.64% |  |  | 2.6418 | 0.11653 | 0 | 0 | 0 | 2.5253 | 0.87003 | System | kWh | 0.00034674 | -0.0017258 | Commercial | System | Annual |  |  |  |  | Small Boilers (<100 MMBtu/hr Heat Input):Uncontrolled | 15 | 66.64% | 0% | 2318296.2488 | 2804592.6528 | 3193256.5666 | 595206.7959 | 198402.2653 | 0 | 0 |  | 579574.0622 | 579574.0622 | 579574.0622 | 579574.0622 | 701148.1632 | 701148.1632 | 701148.1632 | 701148.1632 | 798314.1416 | 798314.1416 | 798314.1416 | 798314.1416 | 148801.699 | 148801.699 | 148801.699 | 148801.699 | 49600.5663 | 49600.5663 | 49600.5663 | 49600.5663 | 0 | 0 | 0 | 0 | 0 | 0 | 0 | 0 | 9109754.5293
SCE Total Roll-up E3 Calculator - No Carbon Adder - Compliance Scenario | Other Ventilation | DEER 2008 or SCE Workpaper | System | Misc._Commercial | New_AC-Ret | TRUE | 13.4 | 66.97% |  |  | 0.46883 | 0.21318 | 0 | 0 | 0 | 0.25565 | 0.96118 | System | kW | 6.6513e-05 | 0 | Commercial | System | Annual |  |  |  |  | Small Boilers (<100 MMBtu/hr Heat Input):Uncontrolled | 13.4 | 66.97% | 0% | 741018.2581 | 968573.0325 | 1001136.936 | 0 | 0 | 0 | 0 |  | 185254.5645 | 185254.5645 | 185254.5645 | 185254.5645 | 242143.2581 | 242143.2581 | 242143.2581 | 242143.2581 | 250284.234 | 250284.234 | 250284.234 | 250284.234 | 0 | 0 | 0 | 0 | 0 | 0 | 0 | 0 | 0 | 0 | 0 | 0 | 0 | 0 | 0 | 0 | 2710728.2267
SCE Total Roll-up E3 Calculator - No Carbon Adder - Compliance Scenario | RCA | [16 empty] | System | #N/A | [21 empty] | 0 | 0 | 0 | 0 | 0 | 0 | 0 | 0 | 0 | 0 | 0 | 0 | 0 | 0 | 0 | 0 | 0 | 0 | 0 | 0 | 0 | 0 | 0 | 0 | 0 | 0 | 0 | 0 | 0
SCE Total Roll-up E3 Calculator - No Carbon Adder - Compliance Scenario | Retrocommissioing | DEER 2008 or SCE Workpaper | System | Misc._Commercial | New_AC-Ret | TRUE | 8.8 | 80.45% |  |  | 0.45461 | 0.1618 | 0.054027 | 0.005779 | 0 | 0.233 | 1.2627 | System | kW | 1.7169e-05 | -0.029623 | Commercial | System | Annual |  |  |  |  | Small Boilers (<100 MMBtu/hr Heat Input):Uncontrolled | 8.8 | 80.45% | 0% | 10981290.3117 | 28868064.0601 | 47501117.4755 | 2443180.0986 | 1571358.9373 | 0 | 0 |  | 2745322.5779 | 2745322.5779 | 2745322.5779 | 2745322.5779 | 7217016.015 | 7217016.015 | 7217016.015 | 7217016.015 | 11875279.3689 | 11875279.3689 | 11875279.3689 | 11875279.3689 | 610795.0246 | 610795.0246 | 610795.0246 | 610795.0246 | 392839.7343 | 392839.7343 | 392839.7343 | 392839.7343 | 0 | 0 | 0 | 0 | 0 | 0 | 0 | 0 | 91365010.8831
SCE Total Roll-up E3 Calculator - No Carbon Adder - Compliance Scenario | Space Conditioning | DEER 2008 or SCE Workpaper | System | Misc._Commercial | New_AC-Ret | TRUE | 14.4 | 63.96% |  |  | 0.75561 | 0.12198 | 0 | 0 | 0 | 0.63363 | 0.81146 | System | kW | 0.00021832 | -0.0017258 | Commercial | System | Annual |  |  |  |  | Small Boilers (<100 MMBtu/hr Heat Input):Uncontrolled | 14.4 | 63.96% | 0% | 15179036.5175 | 16458499.3617 | 19764408.2026 | 7871495.5088 | 1884427.4242 | 0 | 0 |  | 3794759.1294 | 3794759.1294 | 3794759.1294 | 3794759.1294 | 4114624.8404 | 4114624.8404 | 4114624.8404 | 4114624.8404 | 4941102.0506 | 4941102.0506 | 4941102.0506 | 4941102.0506 | 1967873.8772 | 1967873.8772 | 1967873.8772 | 1967873.8772 | 471106.8561 | 471106.8561 | 471106.8561 | 471106.8561 | 0 | 0 | 0 | 0 | 0 | 0 | 0 | 0 | 61157867.0147
SCE Total Roll-up E3 Calculator - No Carbon Adder - Compliance Scenario | Exterior Lighting | [16 empty] | System | #N/A | [21 empty] | 0 | 0 | 0 | 0 | 0 | 0 | 0 | 0 | 0 | 0 | 0 | 0 | 0 | 0 | 0 | 0 | 0 | 0 | 0 | 0 | 0 | 0 | 0 | 0 | 0 | 0 | 0 | 0 | 0
SCE Total Roll-up E3 Calculator - No Carbon Adder - Compliance Scenario | Customized Exterior Lighting | DEER 2008 or SCE Workpaper | System | Misc._Commercial | Outdoor Lt | TRUE | 15 | 66.78% |  |  | 0.3986 | 0.10823 | 0 | 0 | 0 | 0.29038 | 0.87009 | System | kW | 0 | 0 | Commercial | System | Annual |  |  |  |  | Small Boilers (<100 MMBtu/hr Heat Input):Uncontrolled | 15 | 66.78% | 0% | 3430003.1418 | 4367000.9002 | 4567240.3663 | 932865.0821 | 334371.3745 | 15965.6912 | 3193.1382 |  | 857500.7854 | 857500.7854 | 857500.7854 | 857500.7854 | 1091750.225 | 1091750.225 | 1091750.225 | 1091750.225 | 1141810.0916 | 1141810.0916 | 1141810.0916 | 1141810.0916 | 233216.2705 | 233216.2705 | 233216.2705 | 233216.2705 | 83592.8436 | 83592.8436 | 83592.8436 | 83592.8436 | 3991.4228 | 3991.4228 | 3991.4228 | 3991.4228 | 798.2846 | 798.2846 | 798.2846 | 798.2846 | 13650639.6943
SCE Total Roll-up E3 Calculator - No Carbon Adder - Compliance Scenario | Exterior Lighting Controls | DEER 2008 or SCE Workpaper | System | Misc._Commercial | Outdoor Lt | TRUE | 14.9 | 70% |  |  | 0.49693 | 0.21431 | 0 | 0 | 0 | 0.28261 | 1.0183 | System | kW | 0 | 0 | Commercial | System | Annual |  |  |  |  | Small Boilers (<100 MMBtu/hr Heat Input):Uncontrolled | 14.9 | 70% | 0% | 352391 | 704777 | 704777 | 0 | 0 | 0 | 0 |  | 88097.75 | 88097.75 | 88097.75 | 88097.75 | 176194.25 | 176194.25 | 176194.25 | 176194.25 | 176194.25 | 176194.25 | 176194.25 | 176194.25 | 0 | 0 | 0 | 0 | 0 | 0 | 0 | 0 | 0 | 0 | 0 | 0 | 0 | 0 | 0 | 0 | 1761945
SCE Total Roll-up E3 Calculator - No Carbon Adder - Compliance Scenario | Interior Lighting | [16 empty] | System | #N/A | [21 empty] | 0 | 0 | 0 | 0 | 0 | 0 | 0 | 0 | 0 | 0 | 0 | 0 | 0 | 0 | 0 | 0 | 0 | 0 | 0 | 0 | 0 | 0 | 0 | 0 | 0 | 0 | 0 | 0 | 0
SCE Total Roll-up E3 Calculator - No Carbon Adder - Compliance Scenario | Customized Interior Lighting | DEER 2008 or SCE Workpaper | System | NON_RES | DEER:Indoor_Non-CFL_Ltg | TRUE | 13.9 | 66.46% |  |  | 0.4662 | 0.1425 | 0 | 0.00053652 | 0 | 0.32317 | 1.0396 | System | kWh | 0.00019321 | -0.029623 | Commercial | System | Annual |  |  |  |  | Small Boilers (<100 MMBtu/hr Heat Input):Uncontrolled | 13.9 | 66.46% | 0% | 16342058.2397 | 30678765.6959 | 33514827.6865 | 6599755.051 | 0 | 0 | 0 |  | 4085514.5599 | 4085514.5599 | 4085514.5599 | 4085514.5599 | 7669691.424 | 7669691.424 | 7669691.424 | 7669691.424 | 8378706.9216 | 8378706.9216 | 8378706.9216 | 8378706.9216 | 1649938.7627 | 1649938.7627 | 1649938.7627 | 1649938.7627 | 0 | 0 | 0 | 0 | 0 | 0 | 0 | 0 | 0 | 0 | 0 | 0 | 87135406.6731
SCE Total Roll-up E3 Calculator - No Carbon Adder - Compliance Scenario | Daylighting | DEER 2008 or SCE Workpaper | System | NON_RES | DEER:Indoor_Non-CFL_Ltg | TRUE | 8 | 65.04% |  |  | 0.20905 | 0.089698 | 0 | 0.0022838 | 0 | 0.11707 | 0.99974 | System | kWh | 0.00030343 | -0.029623 | Commercial | System | Annual |  |  |  |  | Small Boilers (<100 MMBtu/hr Heat Input):Uncontrolled | 8 | 65.04% | 0% | 2798083.3732 | 4442334.9377 | 4352877.7605 | 3124111.8227 | 2417912.7461 | 1051266.4113 | 210253.2823 |  | 699520.8433 | 699520.8433 | 699520.8433 | 699520.8433 | 1110583.7344 | 1110583.7344 | 1110583.7344 | 1110583.7344 | 1088219.4401 | 1088219.4401 | 1088219.4401 | 1088219.4401 | 781027.9557 | 781027.9557 | 781027.9557 | 781027.9557 | 604478.1865 | 604478.1865 | 604478.1865 | 604478.1865 | 262816.6028 | 262816.6028 | 262816.6028 | 262816.6028 | 52563.3206 | 52563.3206 | 52563.3206 | 52563.3206 | 18396840.3338
SCE Total Roll-up E3 Calculator - No Carbon Adder - Compliance Scenario | Interior Lighting System Modification | DEER 2008 or SCE Workpaper | System | NON_RES | DEER:Indoor_Non-CFL_Ltg | TRUE | 15 | 63.99% |  |  | 0.19104 | 0.085739 | 0 | 0 | 0 | 0.1053 | 0.7899 | System | kWh | 0.00020356 | -0.029623 | Commercial | System | Annual |  |  |  |  | Small Boilers (<100 MMBtu/hr Heat Input):Uncontrolled | 15 | 63.99% | 0% | 10820584.013 | 11095009.6384 | 11373700.9559 | 4094547.2807 | 1363516.3559 | 0 | 0 |  | 2705146.0033 | 2705146.0033 | 2705146.0033 | 2705146.0033 | 2773752.4096 | 2773752.4096 | 2773752.4096 | 2773752.4096 | 2843425.239 | 2843425.239 | 2843425.239 | 2843425.239 | 1023636.8202 | 1023636.8202 | 1023636.8202 | 1023636.8202 | 340879.089 | 340879.089 | 340879.089 | 340879.089 | 0 | 0 | 0 | 0 | 0 | 0 | 0 | 0 | 38747358.244
SCE Total Roll-up E3 Calculator - No Carbon Adder - Compliance Scenario | Interior Lighting System Replacement | DEER 2008 or SCE Workpaper | System | NON_RES | DEER:Indoor_Non-CFL_Ltg | TRUE | 15 | 66.39% |  |  | 0.22702 | 0.073391 | 0 | 0 | 0 | 0.15363 | 0.86245 | System | kWh | 0.00018378 | -0.029623 | Commercial | System | Annual |  |  |  |  | Small Boilers (<100 MMBtu/hr Heat Input):Uncontrolled | 15 | 66.39% | 0% | 51763453.8706 | 61811266.0881 | 70063395.4748 | 13795299.6961 | 4589367.4279 | 0 | 0 |  | 12940863.4677 | 12940863.4677 | 12940863.4677 | 12940863.4677 | 15452816.522 | 15452816.522 | 15452816.522 | 15452816.522 | 17515848.8687 | 17515848.8687 | 17515848.8687 | 17515848.8687 | 3448824.924 | 3448824.924 | 3448824.924 | 3448824.924 | 1147341.857 | 1147341.857 | 1147341.857 | 1147341.857 | 0 | 0 | 0 | 0 | 0 | 0 | 0 | 0 | 202022782.5574
SCE Total Roll-up E3 Calculator - No Carbon Adder - Compliance Scenario | Interior Controls | DEER 2008 or SCE Workpaper | System | NON_RES | DEER:Indoor_Non-CFL_Ltg | TRUE | 8.4 | 64.5% |  |  | 0.82193 | 0.087284 | 0 | 0 | 0 | 0.73465 | 0.81514 | System | kWh | 9.6487e-05 | -0.029623 | Commercial | System | Annual |  |  |  |  | Small Boilers (<100 MMBtu/hr Heat Input):Uncontrolled | 8.4 | 64.5% | 0% | 8447825.8338 | 9620931.1916 | 10067086.884 | 2860840.2708 | 941710.8922 | 0 | 0 |  | 2111956.4584 | 2111956.4584 | 2111956.4584 | 2111956.4584 | 2405232.7979 | 2405232.7979 | 2405232.7979 | 2405232.7979 | 2516771.721 | 2516771.721 | 2516771.721 | 2516771.721 | 715210.0677 | 715210.0677 | 715210.0677 | 715210.0677 | 235427.7231 | 235427.7231 | 235427.7231 | 235427.7231 | 0 | 0 | 0 | 0 | 0 | 0 | 0 | 0 | 31938395.0723
SCE Total Roll-up E3 Calculator - No Carbon Adder - Compliance Scenario | LED Interior | DEER 2008 or SCE Workpaper | System | NON_RES | DEER:Indoor_Non-CFL_Ltg | TRUE | 16 | 64% |  |  | 0.1038 | 0.084481 | 0 | 0 | 0 | 0.019317 | 0.78989 | System | kWh | 0.00011448 | 0 | Commercial | System | Annual |  |  |  |  | Small Boilers (<100 MMBtu/hr Heat Input):Uncontrolled | 16 | 64% | 0% | 12321.7855 | 43126.2493 | 67769.8203 | 0 | 0 | 0 | 0 |  | 3080.4464 | 3080.4464 | 3080.4464 | 3080.4464 | 10781.5623 | 10781.5623 | 10781.5623 | 10781.5623 | 16942.4551 | 16942.4551 | 16942.4551 | 16942.4551 | 0 | 0 | 0 | 0 | 0 | 0 | 0 | 0 | 0 | 0 | 0 | 0 | 0 | 0 | 0 | 0 | 123217.8551
SCE Total Roll-up E3 Calculator - No Carbon Adder - Compliance Scenario | SBD - Light Power Density | DEER 2008 or SCE Workpaper | System | NON_RES | DEER:Indoor_Non-CFL_Ltg | TRUE | 14.6 | 78.96% |  |  | 0.19967 | 0.086806 | 0 | 0.0036714 | 0 | 0.10919 | 0.99979 | System | kWh | 0.00025307 | -0.029623 | Commercial | System | Annual |  |  |  |  | Small Boilers (<100 MMBtu/hr Heat Input):Uncontrolled | 14.6 | 78.96% | 0% | 7068107.0489 | 10449843.9193 | 10731401.6407 | 7397945.9917 | 5754132.9869 | 2501796.9508 | 500359.3902 |  | 1767026.7622 | 1767026.7622 | 1767026.7622 | 1767026.7622 | 2612460.9798 | 2612460.9798 | 2612460.9798 | 2612460.9798 | 2682850.4102 | 2682850.4102 | 2682850.4102 | 2682850.4102 | 1849486.4979 | 1849486.4979 | 1849486.4979 | 1849486.4979 | 1438533.2467 | 1438533.2467 | 1438533.2467 | 1438533.2467 | 625449.2377 | 625449.2377 | 625449.2377 | 625449.2377 | 125089.8475 | 125089.8475 | 125089.8475 | 125089.8475 | 44403587.9285
SCE Total Roll-up E3 Calculator - No Carbon Adder - Compliance Scenario | Refrigeration | DEER 2008 or SCE Workpaper | System | Misc._Commercial | Refrigeration | TRUE | 15.1 | 65.48% |  |  | 0.43907 | 0.14898 | 0 | 0 | 0 | 0.2901 | 0.8346 | System | kW | 0.0001167 | -0.027458 | Commercial | System | Annual |  |  |  |  | Small Boilers (<100 MMBtu/hr Heat Input):Uncontrolled | 15.1 | 65.48% | 0% | 10007660.2775 | 11273297.1903 | 8788425.1768 | 1582763.065 | 523636.6142 | 0 | 0 |  | 2501915.0694 | 2501915.0694 | 2501915.0694 | 2501915.0694 | 2818324.2976 | 2818324.2976 | 2818324.2976 | 2818324.2976 | 2197106.2942 | 2197106.2942 | 2197106.2942 | 2197106.2942 | 395690.7663 | 395690.7663 | 395690.7663 | 395690.7663 | 130909.1536 | 130909.1536 | 130909.1536 | 130909.1536 | 0 | 0 | 0 | 0 | 0 | 0 | 0 | 0 | 32175782.3238
SCE Total Roll-up E3 Calculator - No Carbon Adder - Compliance Scenario | Process | [16 empty] | System | #N/A | [21 empty] | 0 | 0 | 0 | 0 | 0 | 0 | 0 | 0 | 0 | 0 | 0 | 0 | 0 | 0 | 0 | 0 | 0 | 0 | 0 | 0 | 0 | 0 | 0 | 0 | 0 | 0 | 0 | 0 | 0
SCE Total Roll-up E3 Calculator - No Carbon Adder - Compliance Scenario | Compressed Air | DEER 2008 or SCE Workpaper | System | Industrial | Industrial | TRUE | 15 | 63.73% |  |  | 0.3203 | 0.10948 | 0 | 0 | 0 | 0.21081 | 0.7899 | System | kW | 0.0001016 | 0 | Commercial | System | Annual |  |  |  |  | Small Boilers (<100 MMBtu/hr Heat Input):Uncontrolled | 15 | 63.73% | 0% | 14611459.7347 | 15940011.8772 | 6456869.8896 | 47269.8951 | 0 | 0 | 0 |  | 3652864.9337 | 3652864.9337 | 3652864.9337 | 3652864.9337 | 3985002.9693 | 3985002.9693 | 3985002.9693 | 3985002.9693 | 1614217.4724 | 1614217.4724 | 1614217.4724 | 1614217.4724 | 11817.4738 | 11817.4738 | 11817.4738 | 11817.4738 | 0 | 0 | 0 | 0 | 0 | 0 | 0 | 0 | 0 | 0 | 0 | 0 | 37055611.3966
SCE Total Roll-up E3 Calculator - No Carbon Adder - Compliance Scenario | Controls | DEER 2008 or SCE Workpaper | System | Industrial | Industrial | TRUE | 15 | 64% |  |  | 0.36874 | 0.13401 | 0 | 0 | 0 | 0.23473 | 1.1208 | System | kW | 0.000122 | 0 | Commercial | System | Annual |  |  |  |  | Small Boilers (<100 MMBtu/hr Heat Input):Uncontrolled | 15 | 64% | 0% | 8824726.0969 | 8824726.0969 | 2 | 0 | 0 | 0 | 0 |  | 2206181.5242 | 2206181.5242 | 2206181.5242 | 2206181.5242 | 2206181.5242 | 2206181.5242 | 2206181.5242 | 2206181.5242 | 0.5 | 0.5 | 0.5 | 0.5 | 0 | 0 | 0 | 0 | 0 | 0 | 0 | 0 | 0 | 0 | 0 | 0 | 0 | 0 | 0 | 0 | 17649454.1938
SCE Total Roll-up E3 Calculator - No Carbon Adder - Compliance Scenario | Cooling & Motors | DEER 2008 or SCE Workpaper | System | Misc._Commercial | New_AC-Ret | TRUE | 15 | 64.27% |  |  | 0.58594 | 0.12648 | 0 | 0.0020339 | 0 | 0.45742 | 0.82691 | System | kW | 0.00022711 | 0 | Commercial | System | Annual |  |  |  |  | Small Boilers (<100 MMBtu/hr Heat Input):Uncontrolled | 15 | 64.27% | 0% | 10951816.1552 | 13352003.6167 | 13058866.7008 | 1409001.6076 | 458824.4832 | 0 | 0 |  | 2737954.0388 | 2737954.0388 | 2737954.0388 | 2737954.0388 | 3338000.9042 | 3338000.9042 | 3338000.9042 | 3338000.9042 | 3264716.6752 | 3264716.6752 | 3264716.6752 | 3264716.6752 | 352250.4019 | 352250.4019 | 352250.4019 | 352250.4019 | 114706.1208 | 114706.1208 | 114706.1208 | 114706.1208 | 0 | 0 | 0 | 0 | 0 | 0 | 0 | 0 | 39230512.5634
SCE Total Roll-up E3 Calculator - No Carbon Adder - Compliance Scenario | Custom | DEER 2008 or SCE Workpaper | System | Industrial | Industrial | TRUE | 14.6 | 64.06% |  |  | 0.48417 | 0.10882 | 9.8678e-05 | 5.9291e-07 | 0 | 0.37526 | 0.83943 | System | kW | 0.00010832 | 0 | Commercial | System | Annual |  |  |  |  | Small Boilers (<100 MMBtu/hr Heat Input):Uncontrolled | 14.6 | 64.06% | 0% | 137440054.8128 | 157437543.1547 | 166495334.878 | 65124123.2695 | 23991581.3626 | 5071352.5423 | 1014270.5085 |  | 34360013.7032 | 34360013.7032 | 34360013.7032 | 34360013.7032 | 39359385.7887 | 39359385.7887 | 39359385.7887 | 39359385.7887 | 41623833.7195 | 41623833.7195 | 41623833.7195 | 41623833.7195 | 16281030.8174 | 16281030.8174 | 16281030.8174 | 16281030.8174 | 5997895.3407 | 5997895.3407 | 5997895.3407 | 5997895.3407 | 1267838.1356 | 1267838.1356 | 1267838.1356 | 1267838.1356 | 253567.6271 | 253567.6271 | 253567.6271 | 253567.6271 | 556574260.5283
SCE Total Roll-up E3 Calculator - No Carbon Adder - Compliance Scenario | Oil Well Pump-Off Controllers | DEER 2008 or SCE Workpaper | System | Industrial | Industrial | TRUE | 15 | 64% |  |  | 0.058665 | 0.10113 | 0 | 0 | 0 | -0.042464 | 0.78991 | System | kW | 8.7996e-05 | 0 | Commercial | System | Annual |  |  |  |  | Small Boilers (<100 MMBtu/hr Heat Input):Uncontrolled | 15 | 64% | 0% | 7520109.3878 | 7520109.3878 | 0 | 0 | 0 | 0 | 0 |  | 1880027.3469 | 1880027.3469 | 1880027.3469 | 1880027.3469 | 1880027.3469 | 1880027.3469 | 1880027.3469 | 1880027.3469 | 0 | 0 | 0 | 0 | 0 | 0 | 0 | 0 | 0 | 0 | 0 | 0 | 0 | 0 | 0 | 0 | 0 | 0 | 0 | 0 | 15040218.7756
SCE Total Roll-up E3 Calculator - No Carbon Adder - Compliance Scenario | Pumps & Vacuums | DEER 2008 or SCE Workpaper | System | Industrial | Industrial | TRUE | 11.9 | 55.63% |  |  | 0.42084 | 0.10434 | 0 | 0 | 0 | 0.3165 | 0.78989 | System | kW | 0.0001126 | 0 | Commercial | System | Annual |  |  |  |  | Small Boilers (<100 MMBtu/hr Heat Input):Uncontrolled | 11.9 | 55.63% | 0% | 41142007.4683 | 51572897.4922 | 54051691.7545 | 14989032.4749 | 2098546.836 | 0 | 0 |  | 10285501.8671 | 10285501.8671 | 10285501.8671 | 10285501.8671 | 12893224.373 | 12893224.373 | 12893224.373 | 12893224.373 | 13512922.9386 | 13512922.9386 | 13512922.9386 | 13512922.9386 | 3747258.1187 | 3747258.1187 | 3747258.1187 | 3747258.1187 | 524636.709 | 524636.709 | 524636.709 | 524636.709 | 0 | 0 | 0 | 0 | 0 | 0 | 0 | 0 | 163854176.0259
SCE Total Roll-up E3 Calculator - No Carbon Adder - Compliance Scenario | VSD | DEER 2008 or SCE Workpaper | System | Industrial | Industrial | TRUE | 15 | 63.41% |  |  | 0.36139 | 0.099759 | 0 | 0 | 0 | 0.26163 | 0.78994 | System | kW | 6.0007e-05 | 0 | Commercial | System | Annual |  |  |  |  | Small Boilers (<100 MMBtu/hr Heat Input):Uncontrolled | 15 | 63.41% | 0% | 18092873.6703 | 19999210.1667 | 20968987.6374 | 5184521.5543 | 1644051.7589 | 0 | 0 |  | 4523218.4176 | 4523218.4176 | 4523218.4176 | 4523218.4176 | 4999802.5417 | 4999802.5417 | 4999802.5417 | 4999802.5417 | 5242246.9093 | 5242246.9093 | 5242246.9093 | 5242246.9093 | 1296130.3886 | 1296130.3886 | 1296130.3886 | 1296130.3886 | 411012.9397 | 411012.9397 | 411012.9397 | 411012.9397 | 0 | 0 | 0 | 0 | 0 | 0 | 0 | 0 | 65889644.7876
SCE Total Roll-up E3 Calculator - No Carbon Adder - Compliance Scenario | Whole Building | DEER 2008 or SCE Workpaper | System | Misc._Commercial | Commercial Whole Building | TRUE | 15 | 70% |  |  | 0.3036 | 0.18722 | 0.0060731 | 0 | 0 | 0.11031 | 1.0313 | System | kW | 0.00025779 | -0.029623 | Commercial | System | Annual |  |  |  |  | Small Boilers (<100 MMBtu/hr Heat Input):Uncontrolled | 15 | 70% | 0% | 11009323.4028 | 19601458.3966 | 20349362.635 | 18789645.2657 | 14559398.5784 | 6330173.2949 | 1266034.659 |  | 2752330.8507 | 2752330.8507 | 2752330.8507 | 2752330.8507 | 4900364.5991 | 4900364.5991 | 4900364.5991 | 4900364.5991 | 5087340.6587 | 5087340.6587 | 5087340.6587 | 5087340.6587 | 4697411.3164 | 4697411.3164 | 4697411.3164 | 4697411.3164 | 3639849.6446 | 3639849.6446 | 3639849.6446 | 3639849.6446 | 1582543.3237 | 1582543.3237 | 1582543.3237 | 1582543.3237 | 316508.6647 | 316508.6647 | 316508.6647 | 316508.6647 | 91905396.2324
SCE Total Roll-up E3 Calculator - No Carbon Adder - Compliance Scenario | CODES & STANDARDS | [16 empty] | System | #N/A | [21 empty] | 0 | 0 | 0 | 0 | 0 | 0 | 0 | 0 | 0 | 0 | 0 | 0 | 0 | 0 | 0 | 0 | 0 | 0 | 0 | 0 | 0 | 0 | 0 | 0 | 0 | 0 | 0 | 0 | 0
SCE Total Roll-up E3 Calculator - No Carbon Adder - Compliance Scenario | 2008 Title 24 | HMG Whitepaper | System | NON_RES | DEER:HVAC_Split-Package_AC | TRUE | 15 | 100% |  |  | 175.8491 | 0 | 0 | 0 | 0 | 175.8491 | 1000 | System | kWh | 0.27687 | 0 | Commercial | System | Annual |  |  |  |  | Small Boilers (<100 MMBtu/hr Heat Input):Uncontrolled | 15 | 100% | 0% | 0 | 2458.8785 | 7573.8039 | 0 | 0 | 0 | 0 |  | 0 | 0 | 0 | 0 | 614.7196 | 614.7196 | 614.7196 | 614.7196 | 1893.451 | 1893.451 | 1893.451 | 1893.451 | 0 | 0 | 0 | 0 | 0 | 0 | 0 | 0 | 0 | 0 | 0 | 0 | 0 | 0 | 0 | 0 | 10032.6824
SCE Total Roll-up E3 Calculator - No Carbon Adder - Compliance Scenario | 2008 Title 20 | HMG Whitepaper | System | RES | DEER:Indoor_CFL_Ltg | TRUE | 3 | 100% |  |  | 182.5609 | 0 | 0 | 0 | 0 | 182.5609 | 1000 | System | kWh | 0.11959 | 0 | Commercial | System | Annual |  |  |  |  | Small Boilers (<100 MMBtu/hr Heat Input):Uncontrolled | 3 | 100% | 0% | 0 | 9336.4966 | 13247.3091 | 0 | 0 | 0 | 0 |  | 0 | 0 | 0 | 0 | 2334.1242 | 2334.1242 | 2334.1242 | 2334.1242 | 3311.8273 | 3311.8273 | 3311.8273 | 3311.8273 | 0 | 0 | 0 | 0 | 0 | 0 | 0 | 0 | 0 | 0 | 0 | 0 | 0 | 0 | 0 | 0 | 22583.8058
SCE Total Roll-up E3 Calculator - No Carbon Adder - Compliance Scenario | 2009 Title 20 | HMG Whitepaper | System | Residential | Refrig-RC | TRUE | 6 | 100% |  |  | 61.413 | 0 | 0 | 0 | 0 | 61.413 | 1000 | System | kW | 0.12495 | 0 | Commercial | System | Annual |  |  |  |  | Small Boilers (<100 MMBtu/hr Heat Input):Uncontrolled | 6 | 100% | 0% | 0 | 0 | 41259.5505 | 0 | 0 | 0 | 0 |  | 0 | 0 | 0 | 0 | 0 | 0 | 0 | 0 | 10314.8876 | 10314.8876 | 10314.8876 | 10314.8876 | 0 | 0 | 0 | 0 | 0 | 0 | 0 | 0 | 0 | 0 | 0 | 0 | 0 | 0 | 0 | 0 | 41259.5505
SCE Total Roll-up E3 Calculator - No Carbon Adder - Compliance Scenario | [17 empty] | System | #N/A | [21 empty] | 0 | 0 | 0 | 0 | 0 | 0 | 0 | 0 | 0 | 0 | 0 | 0 | 0 | 0 | 0 | 0 | 0 | 0 | 0 | 0 | 0 | 0 | 0 | 0 | 0 | 0 | 0 | 0 | 0
SCE Total Roll-up E3 Calculator - No Carbon Adder - Compliance Scenario | [17 empty] | System | #N/A | [21 empty] | 0 | 0 | 0 | 0 | 0 | 0 | 0 | 0 | 0 | 0 | 0 | 0 | 0 | 0 | 0 | 0 | 0 | 0 | 0 | 0 | 0 | 0 | 0 | 0 | 0 | 0 | 0 | 0 | 0
SCE Total Roll-up E3 Calculator - No Carbon Adder - Compliance Scenario | [17 empty] | System | #N/A | [21 empty] | 0 | 0 | 0 | 0 | 0 | 0 | 0 | 0 | 0 | 0 | 0 | 0 | 0 | 0 | 0 | 0 | 0 | 0 | 0 | 0 | 0 | 0 | 0 | 0 | 0 | 0 | 0 | 0 | 0
SCE Total Roll-up E3 Calculator - No Carbon Adder - Compliance Scenario | [17 empty] | System | #N/A | [21 empty] | 0 | 0 | 0 | 0 | 0 | 0 | 0 | 0 | 0 | 0 | 0 | 0 | 0 | 0 | 0 | 0 | 0 | 0 | 0 | 0 | 0 | 0 | 0 | 0 | 0 | 0 | 0 | 0 | 0
SCE Total Roll-up E3 Calculator - No Carbon Adder - Compliance Scenario | [17 empty] | System | #N/A | [21 empty] | 0 | 0 | 0 | 0 | 0 | 0 | 0 | 0 | 0 | 0 | 0 | 0 | 0 | 0 | 0 | 0 | 0 | 0 | 0 | 0 | 0 | 0 | 0 | 0 | 0 | 0 | 0 | 0 | 0
SCE Total Roll-up E3 Calculator - No Carbon Adder - Compliance Scenario | [17 empty] | System | #N/A | [21 empty] | 0 | 0 | 0 | 0 | 0 | 0 | 0 | 0 | 0 | 0 | 0 | 0 | 0 | 0 | 0 | 0 | 0 | 0 | 0 | 0 | 0 | 0 | 0 | 0 | 0 | 0 | 0 | 0 | 0
SCE Total Roll-up E3 Calculator - No Carbon Adder - Compliance Scenario | [17 empty] | System | #N/A | [21 empty] | 0 | 0 | 0 | 0 | 0 | 0 | 0 | 0 | 0 | 0 | 0 | 0 | 0 | 0 | 0 | 0 | 0 | 0 | 0 | 0 | 0 | 0 | 0 | 0 | 0 | 0 | 0 | 0 | 0
SCE Total Roll-up E3 Calculator - No Carbon Adder - Compliance Scenario | [17 empty] | System | #N/A | [21 empty] | 0 | 0 | 0 | 0 | 0 | 0 | 0 | 0 | 0 | 0 | 0 | 0 | 0 | 0 | 0 | 0 | 0 | 0 | 0 | 0 | 0 | 0 | 0 | 0 | 0 | 0 | 0 | 0 | 0
SCE Total Roll-up E3 Calculator - No Carbon Adder - Compliance Scenario | [17 empty] | System | #N/A | [21 empty] | 0 | 0 | 0 | 0 | 0 | 0 | 0 | 0 | 0 | 0 | 0 | 0 | 0 | 0 | 0 | 0 | 0 | 0 | 0 | 0 | 0 | 0 | 0 | 0 | 0 | 0 | 0 | 0 | 0
SCE Total Roll-up E3 Calculator - No Carbon Adder - Compliance Scenario | [17 empty] | System | #N/A | [21 empty] | 0 | 0 | 0 | 0 | 0 | 0 | 0 | 0 | 0 | 0 | 0 | 0 | 0 | 0 | 0 | 0 | 0 | 0 | 0 | 0 | 0 | 0 | 0 | 0 | 0 | 0 | 0 | 0 | 0
SCE Total Roll-up E3 Calculator - No Carbon Adder - Compliance Scenario | [17 empty] | System | #N/A | [21 empty] | 0 | 0 | 0 | 0 | 0 | 0 | 0 | 0 | 0 | 0 | 0 | 0 | 0 | 0 | 0 | 0 | 0 | 0 | 0 | 0 | 0 | 0 | 0 | 0 | 0 | 0 | 0 | 0 | 0
SCE Total Roll-up E3 Calculator - No Carbon Adder - Compliance Scenario | [17 empty] | System | #N/A | [21 empty] | 0 | 0 | 0 | 0 | 0 | 0 | 0 | 0 | 0 | 0 | 0 | 0 | 0 | 0 | 0 | 0 | 0 | 0 | 0 | 0 | 0 | 0 | 0 | 0 | 0 | 0 | 0 | 0 | 0
SCE Total Roll-up E3 Calculator - No Carbon Adder - Compliance Scenario | [17 empty] | System | #N/A | [21 empty] | 0 | 0 | 0 | 0 | 0 | 0 | 0 | 0 | 0 | 0 | 0 | 0 | 0 | 0 | 0 | 0 | 0 | 0 | 0 | 0 | 0 | 0 | 0 | 0 | 0 | 0 | 0 | 0 | 0
SCE Total Roll-up E3 Calculator - No Carbon Adder - Compliance Scenario | [17 empty] | System | #N/A | [21 empty] | 0 | 0 | 0 | 0 | 0 | 0 | 0 | 0 | 0 | 0 | 0 | 0 | 0 | 0 | 0 | 0 | 0 | 0 | 0 | 0 | 0 | 0 | 0 | 0 | 0 | 0 | 0 | 0 | 0
SCE Total Roll-up E3 Calculator - No Carbon Adder - Compliance Scenario | [17 empty] | System | #N/A | [21 empty] | 0 | 0 | 0 | 0 | 0 | 0 | 0 | 0 | 0 | 0 | 0 | 0 | 0 | 0 | 0 | 0 | 0 | 0 | 0 | 0 | 0 | 0 | 0 | 0 | 0 | 0 | 0 | 0 | 0
SCE Total Roll-up E3 Calculator - No Carbon Adder - Compliance Scenario | [17 empty] | System | #N/A | [21 empty] | 0 | 0 | 0 | 0 | 0 | 0 | 0 | 0 | 0 | 0 | 0 | 0 | 0 | 0 | 0 | 0 | 0 | 0 | 0 | 0 | 0 | 0 | 0 | 0 | 0 | 0 | 0 | 0 | 0
SCE Total Roll-up E3 Calculator - No Carbon Adder - Compliance Scenario | [17 empty] | System | #N/A | [21 empty] | 0 | 0 | 0 | 0 | 0 | 0 | 0 | 0 | 0 | 0 | 0 | 0 | 0 | 0 | 0 | 0 | 0 | 0 | 0 | 0 | 0 | 0 | 0 | 0 | 0 | 0 | 0 | 0 | 0
SCE Total Roll-up E3 Calculator - No Carbon Adder - Compliance Scenario | [17 empty] | System | #N/A | [21 empty] | 0 | 0 | 0 | 0 | 0 | 0 | 0 | 0 | 0 | 0 | 0 | 0 | 0 | 0 | 0 | 0 | 0 | 0 | 0 | 0 | 0 | 0 | 0 | 0 | 0 | 0 | 0 | 0 | 0
SCE Total Roll-up E3 Calculator - No Carbon Adder - Compliance Scenario | [17 empty] | System | #N/A | [21 empty] | 0 | 0 | 0 | 0 | 0 | 0 | 0 | 0 | 0 | 0 | 0 | 0 | 0 | 0 | 0 | 0 | 0 | 0 | 0 | 0 | 0 | 0 | 0 | 0 | 0 | 0 | 0 | 0 | 0
SCE Total Roll-up E3 Calculator - No Carbon Adder - Compliance Scenario | [17 empty] | System | #N/A | [21 empty] | 0 | 0 | 0 | 0 | 0 | 0 | 0 | 0 | 0 | 0 | 0 | 0 | 0 | 0 | 0 | 0 | 0 | 0 | 0 | 0 | 0 | 0 | 0 | 0 | 0 | 0 | 0 | 0 | 0
SCE Total Roll-up E3 Calculator - No Carbon Adder - Compliance Scenario | [17 empty] | System | #N/A | [21 empty] | 0 | 0 | 0 | 0 | 0 | 0 | 0 | 0 | 0 | 0 | 0 | 0 | 0 | 0 | 0 | 0 | 0 | 0 | 0 | 0 | 0 | 0 | 0 | 0 | 0 | 0 | 0 | 0 | 0
SCE Total Roll-up E3 Calculator - No Carbon Adder - Compliance Scenario | [17 empty] | System | #N/A | [21 empty] | 0 | 0 | 0 | 0 | 0 | 0 | 0 | 0 | 0 | 0 | 0 | 0 | 0 | 0 | 0 | 0 | 0 | 0 | 0 | 0 | 0 | 0 | 0 | 0 | 0 | 0 | 0 | 0 | 0
SCE Total Roll-up E3 Calculator - No Carbon Adder - Compliance Scenario | [17 empty] | System | #N/A | [21 empty] | 0 | 0 | 0 | 0 | 0 | 0 | 0 | 0 | 0 | 0 | 0 | 0 | 0 | 0 | 0 | 0 | 0 | 0 | 0 | 0 | 0 | 0 | 0 | 0 | 0 | 0 | 0 | 0 | 0
SCE Total Roll-up E3 Calculator - No Carbon Adder - Compliance Scenario | [17 empty] | System | #N/A | [21 empty] | 0 | 0 | 0 | 0 | 0 | 0 | 0 | 0 | 0 | 0 | 0 | 0 | 0 | 0 | 0 | 0 | 0 | 0 | 0 | 0 | 0 | 0 | 0 | 0 | 0 | 0 | 0 | 0 | 0
SCE Total Roll-up E3 Calculator - No Carbon Adder - Compliance Scenario | [17 empty] | System | #N/A | [21 empty] | 0 | 0 | 0 | 0 | 0 | 0 | 0 | 0 | 0 | 0 | 0 | 0 | 0 | 0 | 0 | 0 | 0 | 0 | 0 | 0 | 0 | 0 | 0 | 0 | 0 | 0 | 0 | 0 | 0
SCE Total Roll-up E3 Calculator - No Carbon Adder - Compliance Scenario | [17 empty] | System | #N/A | [21 empty] | 0 | 0 | 0 | 0 | 0 | 0 | 0 | 0 | 0 | 0 | 0 | 0 | 0 | 0 | 0 | 0 | 0 | 0 | 0 | 0 | 0 | 0 | 0 | 0 | 0 | 0 | 0 | 0 | 0
SCE Total Roll-up E3 Calculator - No Carbon Adder - Compliance Scenario | [17 empty] | System | #N/A | [21 empty] | 0 | 0 | 0 | 0 | 0 | 0 | 0 | 0 | 0 | 0 | 0 | 0 | 0 | 0 | 0 | 0 | 0 | 0 | 0 | 0 | 0 | 0 | 0 | 0 | 0 | 0 | 0 | 0 | 0
SCE Total Roll-up E3 Calculator - No Carbon Adder - Compliance Scenario | [17 empty] | System | #N/A | [21 empty] | 0 | 0 | 0 | 0 | 0 | 0 | 0 | 0 | 0 | 0 | 0 | 0 | 0 | 0 | 0 | 0 | 0 | 0 | 0 | 0 | 0 | 0 | 0 | 0 | 0 | 0 | 0 | 0 | 0
SCE Total Roll-up E3 Calculator - No Carbon Adder - Compliance Scenario | [17 empty] | System | #N/A | [21 empty] | 0 | 0 | 0 | 0 | 0 | 0 | 0 | 0 | 0 | 0 | 0 | 0 | 0 | 0 | 0 | 0 | 0 | 0 | 0 | 0 | 0 | 0 | 0 | 0 | 0 | 0 | 0 | 0 | 0
SCE Total Roll-up E3 Calculator - No Carbon Adder - Compliance Scenario | [17 empty] | System | #N/A | [21 empty] | 0 | 0 | 0 | 0 | 0 | 0 | 0 | 0 | 0 | 0 | 0 | 0 | 0 | 0 | 0 | 0 | 0 | 0 | 0 | 0 | 0 | 0 | 0 | 0 | 0 | 0 | 0 | 0 | 0
SCE Total Roll-up E3 Calculator - No Carbon Adder - Compliance Scenario | [17 empty] | System | #N/A | [21 empty] | 0 | 0 | 0 | 0 | 0 | 0 | 0 | 0 | 0 | 0 | 0 | 0 | 0 | 0 | 0 | 0 | 0 | 0 | 0 | 0 | 0 | 0 | 0 | 0 | 0 | 0 | 0 | 0 | 0
SCE Total Roll-up E3 Calculator - No Carbon Adder - Compliance Scenario | [17 empty] | System | #N/A | [21 empty] | 0 | 0 | 0 | 0 | 0 | 0 | 0 | 0 | 0 | 0 | 0 | 0 | 0 | 0 | 0 | 0 | 0 | 0 | 0 | 0 | 0 | 0 | 0 | 0 | 0 | 0 | 0 | 0 | 0
SCE Total Roll-up E3 Calculator - No Carbon Adder - Compliance Scenario | [17 empty] | System | #N/A | [21 empty] | 0 | 0 | 0 | 0 | 0 | 0 | 0 | 0 | 0 | 0 | 0 | 0 | 0 | 0 | 0 | 0 | 0 | 0 | 0 | 0 | 0 | 0 | 0 | 0 | 0 | 0 | 0 | 0 | 0
SCE Total Roll-up E3 Calculator - No Carbon Adder - Compliance Scenario | [17 empty] | System | #N/A | [21 empty] | 0 | 0 | 0 | 0 | 0 | 0 | 0 | 0 | 0 | 0 | 0 | 0 | 0 | 0 | 0 | 0 | 0 | 0 | 0 | 0 | 0 | 0 | 0 | 0 | 0 | 0 | 0 | 0 | 0
SCE Total Roll-up E3 Calculator - No Carbon Adder - Compliance Scenario | [17 empty] | System | #N/A | [21 empty] | 0 | 0 | 0 | 0 | 0 | 0 | 0 | 0 | 0 | 0 | 0 | 0 | 0 | 0 | 0 | 0 | 0 | 0 | 0 | 0 | 0 | 0 | 0 | 0 | 0 | 0 | 0 | 0 | 0
SCE Total Roll-up E3 Calculator - No Carbon Adder - Compliance Scenario | [17 empty] | System | #N/A | [21 empty] | 0 | 0 | 0 | 0 | 0 | 0 | 0 | 0 | 0 | 0 | 0 | 0 | 0 | 0 | 0 | 0 | 0 | 0 | 0 | 0 | 0 | 0 | 0 | 0 | 0 | 0 | 0 | 0 | 0
SCE Total Roll-up E3 Calculator - No Carbon Adder - Compliance Scenario | [17 empty] | System | #N/A | [21 empty] | 0 | 0 | 0 | 0 | 0 | 0 | 0 | 0 | 0 | 0 | 0 | 0 | 0 | 0 | 0 | 0 | 0 | 0 | 0 | 0 | 0 | 0 | 0 | 0 | 0 | 0 | 0 | 0 | 0
SCE Total Roll-up E3 Calculator - No Carbon Adder - Compliance Scenario | [17 empty] | System | #N/A | [21 empty] | 0 | 0 | 0 | 0 | 0 | 0 | 0 | 0 | 0 | 0 | 0 | 0 | 0 | 0 | 0 | 0 | 0 | 0 | 0 | 0 | 0 | 0 | 0 | 0 | 0 | 0 | 0 | 0 | 0
SCE Total Roll-up E3 Calculator - No Carbon Adder - Compliance Scenario | [17 empty] | System | #N/A | [21 empty] | 0 | 0 | 0 | 0 | 0 | 0 | 0 | 0 | 0 | 0 | 0 | 0 | 0 | 0 | 0 | 0 | 0 | 0 | 0 | 0 | 0 | 0 | 0 | 0 | 0 | 0 | 0 | 0 | 0
SCE Total Roll-up E3 Calculator - No Carbon Adder - Compliance Scenario | [17 empty] | System | #N/A | [21 empty] | 0 | 0 | 0 | 0 | 0 | 0 | 0 | 0 | 0 | 0 | 0 | 0 | 0 | 0 | 0 | 0 | 0 | 0 | 0 | 0 | 0 | 0 | 0 | 0 | 0 | 0 | 0 | 0 | 0
SCE Total Roll-up E3 Calculator - No Carbon Adder - Compliance Scenario | [17 empty] | System | #N/A | [21 empty] | 0 | 0 | 0 | 0 | 0 | 0 | 0 | 0 | 0 | 0 | 0 | 0 | 0 | 0 | 0 | 0 | 0 | 0 | 0 | 0 | 0 | 0 | 0 | 0 | 0 | 0 | 0 | 0 | 0
SCE Total Roll-up E3 Calculator - No Carbon Adder - Compliance Scenario | [17 empty] | System | #N/A | [21 empty] | 0 | 0 | 0 | 0 | 0 | 0 | 0 | 0 | 0 | 0 | 0 | 0 | 0 | 0 | 0 | 0 | 0 | 0 | 0 | 0 | 0 | 0 | 0 | 0 | 0 | 0 | 0 | 0 | 0
SCE Total Roll-up E3 Calculator - No Carbon Adder - Compliance Scenario | [17 empty] | System | #N/A | [21 empty] | 0 | 0 | 0 | 0 | 0 | 0 | 0 | 0 | 0 | 0 | 0 | 0 | 0 | 0 | 0 | 0 | 0 | 0 | 0 | 0 | 0 | 0 | 0 | 0 | 0 | 0 | 0 | 0 | 0
SCE Total Roll-up E3 Calculator - No Carbon Adder - Compliance Scenario | [17 empty] | System | #N/A | [21 empty] | 0 | 0 | 0 | 0 | 0 | 0 | 0 | 0 | 0 | 0 | 0 | 0 | 0 | 0 | 0 | 0 | 0 | 0 | 0 | 0 | 0 | 0 | 0 | 0 | 0 | 0 | 0 | 0 | 0
SCE Total Roll-up E3 Calculator - No Carbon Adder - Compliance Scenario | [17 empty] | System | #N/A | [21 empty] | 0 | 0 | 0 | 0 | 0 | 0 | 0 | 0 | 0 | 0 | 0 | 0 | 0 | 0 | 0 | 0 | 0 | 0 | 0 | 0 | 0 | 0 | 0 | 0 | 0 | 0 | 0 | 0 | 0
SCE Total Roll-up E3 Calculator - No Carbon Adder - Compliance Scenario | [17 empty] | System | #N/A | [21 empty] | 0 | 0 | 0 | 0 | 0 | 0 | 0 | 0 | 0 | 0 | 0 | 0 | 0 | 0 | 0 | 0 | 0 | 0 | 0 | 0 | 0 | 0 | 0 | 0 | 0 | 0 | 0 | 0 | 0
SCE Total Roll-up E3 Calculator - No Carbon Adder - Compliance Scenario | [17 empty] | System | #N/A | [21 empty] | 0 | 0 | 0 | 0 | 0 | 0 | 0 | 0 | 0 | 0 | 0 | 0 | 0 | 0 | 0 | 0 | 0 | 0 | 0 | 0 | 0 | 0 | 0 | 0 | 0 | 0 | 0 | 0 | 0
SCE Total Roll-up E3 Calculator - No Carbon Adder - Compliance Scenario | [17 empty] | System | #N/A | [21 empty] | 0 | 0 | 0 | 0 | 0 | 0 | 0 | 0 | 0 | 0 | 0 | 0 | 0 | 0 | 0 | 0 | 0 | 0 | 0 | 0 | 0 | 0 | 0 | 0 | 0 | 0 | 0 | 0 | 0
SCE Total Roll-up E3 Calculator - No Carbon Adder - Compliance Scenario | [17 empty] | System | #N/A | [21 empty] | 0 | 0 | 0 | 0 | 0 | 0 | 0 | 0 | 0 | 0 | 0 | 0 | 0 | 0 | 0 | 0 | 0 | 0 | 0 | 0 | 0 | 0 | 0 | 0 | 0 | 0 | 0 | 0 | 0
SCE Total Roll-up E3 Calculator - No Carbon Adder - Compliance Scenario | [17 empty] | System | #N/A | [21 empty] | 0 | 0 | 0 | 0 | 0 | 0 | 0 | 0 | 0 | 0 | 0 | 0 | 0 | 0 | 0 | 0 | 0 | 0 | 0 | 0 | 0 | 0 | 0 | 0 | 0 | 0 | 0 | 0 | 0
SCE Total Roll-up E3 Calculator - No Carbon Adder - Compliance Scenario | [17 empty] | System | #N/A | [21 empty] | 0 | 0 | 0 | 0 | 0 | 0 | 0 | 0 | 0 | 0 | 0 | 0 | 0 | 0 | 0 | 0 | 0 | 0 | 0 | 0 | 0 | 0 | 0 | 0 | 0 | 0 | 0 | 0 | 0
SCE Total Roll-up E3 Calculator - No Carbon Adder - Compliance Scenario | [17 empty] | System | #N/A | [21 empty] | 0 | 0 | 0 | 0 | 0 | 0 | 0 | 0 | 0 | 0 | 0 | 0 | 0 | 0 | 0 | 0 | 0 | 0 | 0 | 0 | 0 | 0 | 0 | 0 | 0 | 0 | 0 | 0 | 0
SCE Total Roll-up E3 Calculator - No Carbon Adder - Compliance Scenario | [17 empty] | System | #N/A | [21 empty] | 0 | 0 | 0 | 0 | 0 | 0 | 0 | 0 | 0 | 0 | 0 | 0 | 0 | 0 | 0 | 0 | 0 | 0 | 0 | 0 | 0 | 0 | 0 | 0 | 0 | 0 | 0 | 0 | 0
SCE Total Roll-up E3 Calculator - No Carbon Adder - Compliance Scenario | [17 empty] | System | #N/A | [21 empty] | 0 | 0 | 0 | 0 | 0 | 0 | 0 | 0 | 0 | 0 | 0 | 0 | 0 | 0 | 0 | 0 | 0 | 0 | 0 | 0 | 0 | 0 | 0 | 0 | 0 | 0 | 0 | 0 | 0
SCE Total Roll-up E3 Calculator - No Carbon Adder - Compliance Scenario | [17 empty] | System | #N/A | [21 empty] | 0 | 0 | 0 | 0 | 0 | 0 | 0 | 0 | 0 | 0 | 0 | 0 | 0 | 0 | 0 | 0 | 0 | 0 | 0 | 0 | 0 | 0 | 0 | 0 | 0 | 0 | 0 | 0 | 0
SCE Total Roll-up E3 Calculator - No Carbon Adder - Compliance Scenario | [17 empty] | System | #N/A | [21 empty] | 0 | 0 | 0 | 0 | 0 | 0 | 0 | 0 | 0 | 0 | 0 | 0 | 0 | 0 | 0 | 0 | 0 | 0 | 0 | 0 | 0 | 0 | 0 | 0 | 0 | 0 | 0 | 0 | 0
SCE Total Roll-up E3 Calculator - No Carbon Adder - Compliance Scenario | [17 empty] | System | #N/A | [21 empty] | 0 | 0 | 0 | 0 | 0 | 0 | 0 | 0 | 0 | 0 | 0 | 0 | 0 | 0 | 0 | 0 | 0 | 0 | 0 | 0 | 0 | 0 | 0 | 0 | 0 | 0 | 0 | 0 | 0
SCE Total Roll-up E3 Calculator - No Carbon Adder - Compliance Scenario | [17 empty] | System | #N/A | [21 empty] | 0 | 0 | 0 | 0 | 0 | 0 | 0 | 0 | 0 | 0 | 0 | 0 | 0 | 0 | 0 | 0 | 0 | 0 | 0 | 0 | 0 | 0 | 0 | 0 | 0 | 0 | 0 | 0 | 0
SCE Total Roll-up E3 Calculator - No Carbon Adder - Compliance Scenario | [17 empty] | System | #N/A | [21 empty] | 0 | 0 | 0 | 0 | 0 | 0 | 0 | 0 | 0 | 0 | 0 | 0 | 0 | 0 | 0 | 0 | 0 | 0 | 0 | 0 | 0 | 0 | 0 | 0 | 0 | 0 | 0 | 0 | 0
SCE Total Roll-up E3 Calculator - No Carbon Adder - Compliance Scenario | [17 empty] | System | #N/A | [21 empty] | 0 | 0 | 0 | 0 | 0 | 0 | 0 | 0 | 0 | 0 | 0 | 0 | 0 | 0 | 0 | 0 | 0 | 0 | 0 | 0 | 0 | 0 | 0 | 0 | 0 | 0 | 0 | 0 | 0
SCE Total Roll-up E3 Calculator - No Carbon Adder - Compliance Scenario | [17 empty] | System | #N/A | [21 empty] | 0 | 0 | 0 | 0 | 0 | 0 | 0 | 0 | 0 | 0 | 0 | 0 | 0 | 0 | 0 | 0 | 0 | 0 | 0 | 0 | 0 | 0 | 0 | 0 | 0 | 0 | 0 | 0 | 0
SCE Total Roll-up E3 Calculator - No Carbon Adder - Compliance Scenario | [17 empty] | System | #N/A | [21 empty] | 0 | 0 | 0 | 0 | 0 | 0 | 0 | 0 | 0 | 0 | 0 | 0 | 0 | 0 | 0 | 0 | 0 | 0 | 0 | 0 | 0 | 0 | 0 | 0 | 0 | 0 | 0 | 0 | 0
SCE Total Roll-up E3 Calculator - No Carbon Adder - Compliance Scenario | [17 empty] | System | #N/A | [21 empty] | 0 | 0 | 0 | 0 | 0 | 0 | 0 | 0 | 0 | 0 | 0 | 0 | 0 | 0 | 0 | 0 | 0 | 0 | 0 | 0 | 0 | 0 | 0 | 0 | 0 | 0 | 0 | 0 | 0
SCE Total Roll-up E3 Calculator - No Carbon Adder - Compliance Scenario | [17 empty] | System | #N/A | [21 empty] | 0 | 0 | 0 | 0 | 0 | 0 | 0 | 0 | 0 | 0 | 0 | 0 | 0 | 0 | 0 | 0 | 0 | 0 | 0 | 0 | 0 | 0 | 0 | 0 | 0 | 0 | 0 | 0 | 0
SCE Total Roll-up E3 Calculator - No Carbon Adder - Compliance Scenario | [17 empty] | System | #N/A | [21 empty] | 0 | 0 | 0 | 0 | 0 | 0 | 0 | 0 | 0 | 0 | 0 | 0 | 0 | 0 | 0 | 0 | 0 | 0 | 0 | 0 | 0 | 0 | 0 | 0 | 0 | 0 | 0 | 0 | 0
SCE Total Roll-up E3 Calculator - No Carbon Adder - Compliance Scenario | [17 empty] | System | #N/A | [21 empty] | 0 | 0 | 0 | 0 | 0 | 0 | 0 | 0 | 0 | 0 | 0 | 0 | 0 | 0 | 0 | 0 | 0 | 0 | 0 | 0 | 0 | 0 | 0 | 0 | 0 | 0 | 0 | 0 | 0
SCE Total Roll-up E3 Calculator - No Carbon Adder - Compliance Scenario | [17 empty] | System | #N/A | [21 empty] | 0 | 0 | 0 | 0 | 0 | 0 | 0 | 0 | 0 | 0 | 0 | 0 | 0 | 0 | 0 | 0 | 0 | 0 | 0 | 0 | 0 | 0 | 0 | 0 | 0 | 0 | 0 | 0 | 0
SCE Total Roll-up E3 Calculator - No Carbon Adder - Compliance Scenario | [17 empty] | System | #N/A | [21 empty] | 0 | 0 | 0 | 0 | 0 | 0 | 0 | 0 | 0 | 0 | 0 | 0 | 0 | 0 | 0 | 0 | 0 | 0 | 0 | 0 | 0 | 0 | 0 | 0 | 0 | 0 | 0 | 0 | 0
SCE Total Roll-up E3 Calculator - No Carbon Adder - Compliance Scenario | [17 empty] | System | #N/A | [21 empty] | 0 | 0 | 0 | 0 | 0 | 0 | 0 | 0 | 0 | 0 | 0 | 0 | 0 | 0 | 0 | 0 | 0 | 0 | 0 | 0 | 0 | 0 | 0 | 0 | 0 | 0 | 0 | 0 | 0
SCE Total Roll-up E3 Calculator - No Carbon Adder - Compliance Scenario | [17 empty] | System | #N/A | [21 empty] | 0 | 0 | 0 | 0 | 0 | 0 | 0 | 0 | 0 | 0 | 0 | 0 | 0 | 0 | 0 | 0 | 0 | 0 | 0 | 0 | 0 | 0 | 0 | 0 | 0 | 0 | 0 | 0 | 0
SCE Total Roll-up E3 Calculator - No Carbon Adder - Compliance Scenario | [17 empty] | System | #N/A | [21 empty] | 0 | 0 | 0 | 0 | 0 | 0 | 0 | 0 | 0 | 0 | 0 | 0 | 0 | 0 | 0 | 0 | 0 | 0 | 0 | 0 | 0 | 0 | 0 | 0 | 0 | 0 | 0 | 0 | 0
SCE Total Roll-up E3 Calculator - No Carbon Adder - Compliance Scenario | [17 empty] | System | #N/A | [21 empty] | 0 | 0 | 0 | 0 | 0 | 0 | 0 | 0 | 0 | 0 | 0 | 0 | 0 | 0 | 0 | 0 | 0 | 0 | 0 | 0 | 0 | 0 | 0 | 0 | 0 | 0 | 0 | 0 | 0
SCE Total Roll-up E3 Calculator - No Carbon Adder - Compliance Scenario | [17 empty] | System | #N/A | [21 empty] | 0 | 0 | 0 | 0 | 0 | 0 | 0 | 0 | 0 | 0 | 0 | 0 | 0 | 0 | 0 | 0 | 0 | 0 | 0 | 0 | 0 | 0 | 0 | 0 | 0 | 0 | 0 | 0 | 0
SCE Total Roll-up E3 Calculator - No Carbon Adder - Compliance Scenario | [17 empty] | System | #N/A | [21 empty] | 0 | 0 | 0 | 0 | 0 | 0 | 0 | 0 | 0 | 0 | 0 | 0 | 0 | 0 | 0 | 0 | 0 | 0 | 0 | 0 | 0 | 0 | 0 | 0 | 0 | 0 | 0 | 0 | 0
SCE Total Roll-up E3 Calculator - No Carbon Adder - Compliance Scenario | [17 empty] | System | #N/A | [21 empty] | 0 | 0 | 0 | 0 | 0 | 0 | 0 | 0 | 0 | 0 | 0 | 0 | 0 | 0 | 0 | 0 | 0 | 0 | 0 | 0 | 0 | 0 | 0 | 0 | 0 | 0 | 0 | 0 | 0
SCE Total Roll-up E3 Calculator - No Carbon Adder - Compliance Scenario | [17 empty] | System | #N/A | [21 empty] | 0 | 0 | 0 | 0 | 0 | 0 | 0 | 0 | 0 | 0 | 0 | 0 | 0 | 0 | 0 | 0 | 0 | 0 | 0 | 0 | 0 | 0 | 0 | 0 | 0 | 0 | 0 | 0 | 0
SCE Total Roll-up E3 Calculator - No Carbon Adder - Compliance Scenario | [17 empty] | System | #N/A | [21 empty] | 0 | 0 | 0 | 0 | 0 | 0 | 0 | 0 | 0 | 0 | 0 | 0 | 0 | 0 | 0 | 0 | 0 | 0 | 0 | 0 | 0 | 0 | 0 | 0 | 0 | 0 | 0 | 0 | 0
SCE Total Roll-up E3 Calculator - No Carbon Adder - Compliance Scenario | [17 empty] | System | #N/A | [21 empty] | 0 | 0 | 0 | 0 | 0 | 0 | 0 | 0 | 0 | 0 | 0 | 0 | 0 | 0 | 0 | 0 | 0 | 0 | 0 | 0 | 0 | 0 | 0 | 0 | 0 | 0 | 0 | 0 | 0
SCE Total Roll-up E3 Calculator - No Carbon Adder - Compliance Scenario | [17 empty] | System | #N/A | [21 empty] | 0 | 0 | 0 | 0 | 0 | 0 | 0 | 0 | 0 | 0 | 0 | 0 | 0 | 0 | 0 | 0 | 0 | 0 | 0 | 0 | 0 | 0 | 0 | 0 | 0 | 0 | 0 | 0 | 0
SCE Total Roll-up E3 Calculator - No Carbon Adder - Compliance Scenario | [17 empty] | System | #N/A | [21 empty] | 0 | 0 | 0 | 0 | 0 | 0 | 0 | 0 | 0 | 0 | 0 | 0 | 0 | 0 | 0 | 0 | 0 | 0 | 0 | 0 | 0 | 0 | 0 | 0 | 0 | 0 | 0 | 0 | 0
SCE Total Roll-up E3 Calculator - No Carbon Adder - Compliance Scenario | [17 empty] | System | #N/A | [21 empty] | 0 | 0 | 0 | 0 | 0 | 0 | 0 | 0 | 0 | 0 | 0 | 0 | 0 | 0 | 0 | 0 | 0 | 0 | 0 | 0 | 0 | 0 | 0 | 0 | 0 | 0 | 0 | 0 | 0
SCE Total Roll-up E3 Calculator - No Carbon Adder - Compliance Scenario | [17 empty] | System | #N/A | [21 empty] | 0 | 0 | 0 | 0 | 0 | 0 | 0 | 0 | 0 | 0 | 0 | 0 | 0 | 0 | 0 | 0 | 0 | 0 | 0 | 0 | 0 | 0 | 0 | 0 | 0 | 0 | 0 | 0 | 0
SCE Total Roll-up E3 Calculator - No Carbon Adder - Compliance Scenario | [17 empty] | System | #N/A | [21 empty] | 0 | 0 | 0 | 0 | 0 | 0 | 0 | 0 | 0 | 0 | 0 | 0 | 0 | 0 | 0 | 0 | 0 | 0 | 0 | 0 | 0 | 0 | 0 | 0 | 0 | 0 | 0 | 0 | 0
SCE Total Roll-up E3 Calculator - No Carbon Adder - Compliance Scenario | [17 empty] | System | #N/A | [21 empty] | 0 | 0 | 0 | 0 | 0 | 0 | 0 | 0 | 0 | 0 | 0 | 0 | 0 | 0 | 0 | 0 | 0 | 0 | 0 | 0 | 0 | 0 | 0 | 0 | 0 | 0 | 0 | 0 | 0
SCE Total Roll-up E3 Calculator - No Carbon Adder - Compliance Scenario | [17 empty] | System | #N/A | [21 empty] | 0 | 0 | 0 | 0 | 0 | 0 | 0 | 0 | 0 | 0 | 0 | 0 | 0 | 0 | 0 | 0 | 0 | 0 | 0 | 0 | 0 | 0 | 0 | 0 | 0 | 0 | 0 | 0 | 0
SCE Total Roll-up E3 Calculator - No Carbon Adder - Compliance Scenario | [17 empty] | System | #N/A | [21 empty] | 0 | 0 | 0 | 0 | 0 | 0 | 0 | 0 | 0 | 0 | 0 | 0 | 0 | 0 | 0 | 0 | 0 | 0 | 0 | 0 | 0 | 0 | 0 | 0 | 0 | 0 | 0 | 0 | 0
SCE Total Roll-up E3 Calculator - No Carbon Adder - Compliance Scenario | [17 empty] | System | #N/A | [21 empty] | 0 | 0 | 0 | 0 | 0 | 0 | 0 | 0 | 0 | 0 | 0 | 0 | 0 | 0 | 0 | 0 | 0 | 0 | 0 | 0 | 0 | 0 | 0 | 0 | 0 | 0 | 0 | 0 | 0
SCE Total Roll-up E3 Calculator - No Carbon Adder - Compliance Scenario | [17 empty] | System | #N/A | [21 empty] | 0 | 0 | 0 | 0 | 0 | 0 | 0 | 0 | 0 | 0 | 0 | 0 | 0 | 0 | 0 | 0 | 0 | 0 | 0 | 0 | 0 | 0 | 0 | 0 | 0 | 0 | 0 | 0 | 0
SCE Total Roll-up E3 Calculator - No Carbon Adder - Compliance Scenario | [17 empty] | System | #N/A | [21 empty] | 0 | 0 | 0 | 0 | 0 | 0 | 0 | 0 | 0 | 0 | 0 | 0 | 0 | 0 | 0 | 0 | 0 | 0 | 0 | 0 | 0 | 0 | 0 | 0 | 0 | 0 | 0 | 0 | 0
SCE Total Roll-up E3 Calculator - No Carbon Adder - Compliance Scenario | [17 empty] | System | #N/A | [21 empty] | 0 | 0 | 0 | 0 | 0 | 0 | 0 | 0 | 0 | 0 | 0 | 0 | 0 | 0 | 0 | 0 | 0 | 0 | 0 | 0 | 0 | 0 | 0 | 0 | 0 | 0 | 0 | 0 | 0
SCE Total Roll-up E3 Calculator - No Carbon Adder - Compliance Scenario | [17 empty] | System | #N/A | [21 empty] | 0 | 0 | 0 | 0 | 0 | 0 | 0 | 0 | 0 | 0 | 0 | 0 | 0 | 0 | 0 | 0 | 0 | 0 | 0 | 0 | 0 | 0 | 0 | 0 | 0 | 0 | 0 | 0 | 0
SCE Total Roll-up E3 Calculator - No Carbon Adder - Compliance Scenario | [17 empty] | System | #N/A | [21 empty] | 0 | 0 | 0 | 0 | 0 | 0 | 0 | 0 | 0 | 0 | 0 | 0 | 0 | 0 | 0 | 0 | 0 | 0 | 0 | 0 | 0 | 0 | 0 | 0 | 0 | 0 | 0 | 0 | 0
SCE Total Roll-up E3 Calculator - No Carbon Adder - Compliance Scenario | [17 empty] | System | #N/A | [21 empty] | 0 | 0 | 0 | 0 | 0 | 0 | 0 | 0 | 0 | 0 | 0 | 0 | 0 | 0 | 0 | 0 | 0 | 0 | 0 | 0 | 0 | 0 | 0 | 0 | 0 | 0 | 0 | 0 | 0
SCE Total Roll-up E3 Calculator - No Carbon Adder - Compliance Scenario | [17 empty] | System | #N/A | [21 empty] | 0 | 0 | 0 | 0 | 0 | 0 | 0 | 0 | 0 | 0 | 0 | 0 | 0 | 0 | 0 | 0 | 0 | 0 | 0 | 0 | 0 | 0 | 0 | 0 | 0 | 0 | 0 | 0 | 0
SCE Total Roll-up E3 Calculator - No Carbon Adder - Compliance Scenario | [17 empty] | System | #N/A | [21 empty] | 0 | 0 | 0 | 0 | 0 | 0 | 0 | 0 | 0 | 0 | 0 | 0 | 0 | 0 | 0 | 0 | 0 | 0 | 0 | 0 | 0 | 0 | 0 | 0 | 0 | 0 | 0 | 0 | 0
SCE Total Roll-up E3 Calculator - No Carbon Adder - Compliance Scenario | [17 empty] | System | #N/A | [21 empty] | 0 | 0 | 0 | 0 | 0 | 0 | 0 | 0 | 0 | 0 | 0 | 0 | 0 | 0 | 0 | 0 | 0 | 0 | 0 | 0 | 0 | 0 | 0 | 0 | 0 | 0 | 0 | 0 | 0
SCE Total Roll-up E3 Calculator - No Carbon Adder - Compliance Scenario | [17 empty] | System | #N/A | [21 empty] | 0 | 0 | 0 | 0 | 0 | 0 | 0 | 0 | 0 | 0 | 0 | 0 | 0 | 0 | 0 | 0 | 0 | 0 | 0 | 0 | 0 | 0 | 0 | 0 | 0 | 0 | 0 | 0 | 0
SCE Total Roll-up E3 Calculator - No Carbon Adder - Compliance Scenario | [17 empty] | System | #N/A | [21 empty] | 0 | 0 | 0 | 0 | 0 | 0 | 0 | 0 | 0 | 0 | 0 | 0 | 0 | 0 | 0 | 0 | 0 | 0 | 0 | 0 | 0 | 0 | 0 | 0 | 0 | 0 | 0 | 0 | 0
SCE Total Roll-up E3 Calculator - No Carbon Adder - Compliance Scenario | [17 empty] | System | #N/A | [21 empty] | 0 | 0 | 0 | 0 | 0 | 0 | 0 | 0 | 0 | 0 | 0 | 0 | 0 | 0 | 0 | 0 | 0 | 0 | 0 | 0 | 0 | 0 | 0 | 0 | 0 | 0 | 0 | 0 | 0
SCE Total Roll-up E3 Calculator - No Carbon Adder - Compliance Scenario | [17 empty] | System | #N/A | [21 empty] | 0 | 0 | 0 | 0 | 0 | 0 | 0 | 0 | 0 | 0 | 0 | 0 | 0 | 0 | 0 | 0 | 0 | 0 | 0 | 0 | 0 | 0 | 0 | 0 | 0 | 0 | 0 | 0 | 0
SCE Total Roll-up E3 Calculator - No Carbon Adder - Compliance Scenario | [17 empty] | System | #N/A | [21 empty] | 0 | 0 | 0 | 0 | 0 | 0 | 0 | 0 | 0 | 0 | 0 | 0 | 0 | 0 | 0 | 0 | 0 | 0 | 0 | 0 | 0 | 0 | 0 | 0 | 0 | 0 | 0 | 0 | 0
SCE Total Roll-up E3 Calculator - No Carbon Adder - Compliance Scenario | [17 empty] | System | #N/A | [21 empty] | 0 | 0 | 0 | 0 | 0 | 0 | 0 | 0 | 0 | 0 | 0 | 0 | 0 | 0 | 0 | 0 | 0 | 0 | 0 | 0 | 0 | 0 | 0 | 0 | 0 | 0 | 0 | 0 | 0
SCE Total Roll-up E3 Calculator - No Carbon Adder - Compliance Scenario | [17 empty] | System | #N/A | [21 empty] | 0 | 0 | 0 | 0 | 0 | 0 | 0 | 0 | 0 | 0 | 0 | 0 | 0 | 0 | 0 | 0 | 0 | 0 | 0 | 0 | 0 | 0 | 0 | 0 | 0 | 0 | 0 | 0 | 0
SCE Total Roll-up E3 Calculator - No Carbon Adder - Compliance Scenario | [17 empty] | System | #N/A | [21 empty] | 0 | 0 | 0 | 0 | 0 | 0 | 0 | 0 | 0 | 0 | 0 | 0 | 0 | 0 | 0 | 0 | 0 | 0 | 0 | 0 | 0 | 0 | 0 | 0 | 0 | 0 | 0 | 0 | 0
SCE Total Roll-up E3 Calculator - No Carbon Adder - Compliance Scenario | [17 empty] | System | #N/A | [21 empty] | 0 | 0 | 0 | 0 | 0 | 0 | 0 | 0 | 0 | 0 | 0 | 0 | 0 | 0 | 0 | 0 | 0 | 0 | 0 | 0 | 0 | 0 | 0 | 0 | 0 | 0 | 0 | 0 | 0
SCE Total Roll-up E3 Calculator - No Carbon Adder - Compliance Scenario | [17 empty] | System | #N/A | [21 empty] | 0 | 0 | 0 | 0 | 0 | 0 | 0 | 0 | 0 | 0 | 0 | 0 | 0 | 0 | 0 | 0 | 0 | 0 | 0 | 0 | 0 | 0 | 0 | 0 | 0 | 0 | 0 | 0 | 0
SCE Total Roll-up E3 Calculator - No Carbon Adder - Compliance Scenario | [17 empty] | System | #N/A | [21 empty] | 0 | 0 | 0 | 0 | 0 | 0 | 0 | 0 | 0 | 0 | 0 | 0 | 0 | 0 | 0 | 0 | 0 | 0 | 0 | 0 | 0 | 0 | 0 | 0 | 0 | 0 | 0 | 0 | 0
SCE Total Roll-up E3 Calculator - No Carbon Adder - Compliance Scenario | [17 empty] | System | #N/A | [21 empty] | 0 | 0 | 0 | 0 | 0 | 0 | 0 | 0 | 0 | 0 | 0 | 0 | 0 | 0 | 0 | 0 | 0 | 0 | 0 | 0 | 0 | 0 | 0 | 0 | 0 | 0 | 0 | 0 | 0
SCE Total Roll-up E3 Calculator - No Carbon Adder - Compliance Scenario | [17 empty] | System | #N/A | [21 empty] | 0 | 0 | 0 | 0 | 0 | 0 | 0 | 0 | 0 | 0 | 0 | 0 | 0 | 0 | 0 | 0 | 0 | 0 | 0 | 0 | 0 | 0 | 0 | 0 | 0 | 0 | 0 | 0 | 0
SCE Total Roll-up E3 Calculator - No Carbon Adder - Compliance Scenario | [17 empty] | System | #N/A | [21 empty] | 0 | 0 | 0 | 0 | 0 | 0 | 0 | 0 | 0 | 0 | 0 | 0 | 0 | 0 | 0 | 0 | 0 | 0 | 0 | 0 | 0 | 0 | 0 | 0 | 0 | 0 | 0 | 0 | 0
SCE Total Roll-up E3 Calculator - No Carbon Adder - Compliance Scenario | [17 empty] | System | #N/A | [21 empty] | 0 | 0 | 0 | 0 | 0 | 0 | 0 | 0 | 0 | 0 | 0 | 0 | 0 | 0 | 0 | 0 | 0 | 0 | 0 | 0 | 0 | 0 | 0 | 0 | 0 | 0 | 0 | 0 | 0
SCE Total Roll-up E3 Calculator - No Carbon Adder - Compliance Scenario | [17 empty] | System | #N/A | [21 empty] | 0 | 0 | 0 | 0 | 0 | 0 | 0 | 0 | 0 | 0 | 0 | 0 | 0 | 0 | 0 | 0 | 0 | 0 | 0 | 0 | 0 | 0 | 0 | 0 | 0 | 0 | 0 | 0 | 0
SCE Total Roll-up E3 Calculator - No Carbon Adder - Compliance Scenario | [17 empty] | System | #N/A | [21 empty] | 0 | 0 | 0 | 0 | 0 | 0 | 0 | 0 | 0 | 0 | 0 | 0 | 0 | 0 | 0 | 0 | 0 | 0 | 0 | 0 | 0 | 0 | 0 | 0 | 0 | 0 | 0 | 0 | 0
SCE Total Roll-up E3 Calculator - No Carbon Adder - Compliance Scenario | [17 empty] | System | #N/A | [21 empty] | 0 | 0 | 0 | 0 | 0 | 0 | 0 | 0 | 0 | 0 | 0 | 0 | 0 | 0 | 0 | 0 | 0 | 0 | 0 | 0 | 0 | 0 | 0 | 0 | 0 | 0 | 0 | 0 | 0
SCE Total Roll-up E3 Calculator - No Carbon Adder - Compliance Scenario | [17 empty] | System | #N/A | [21 empty] | 0 | 0 | 0 | 0 | 0 | 0 | 0 | 0 | 0 | 0 | 0 | 0 | 0 | 0 | 0 | 0 | 0 | 0 | 0 | 0 | 0 | 0 | 0 | 0 | 0 | 0 | 0 | 0 | 0
SCE Total Roll-up E3 Calculator - No Carbon Adder - Compliance Scenario | [17 empty] | System | #N/A | [21 empty] | 0 | 0 | 0 | 0 | 0 | 0 | 0 | 0 | 0 | 0 | 0 | 0 | 0 | 0 | 0 | 0 | 0 | 0 | 0 | 0 | 0 | 0 | 0 | 0 | 0 | 0 | 0 | 0 | 0
SCE Total Roll-up E3 Calculator - No Carbon Adder - Compliance Scenario | [17 empty] | System | #N/A | [21 empty] | 0 | 0 | 0 | 0 | 0 | 0 | 0 | 0 | 0 | 0 | 0 | 0 | 0 | 0 | 0 | 0 | 0 | 0 | 0 | 0 | 0 | 0 | 0 | 0 | 0 | 0 | 0 | 0 | 0
SCE Total Roll-up E3 Calculator - No Carbon Adder - Compliance Scenario | [17 empty] | System | #N/A | [21 empty] | 0 | 0 | 0 | 0 | 0 | 0 | 0 | 0 | 0 | 0 | 0 | 0 | 0 | 0 | 0 | 0 | 0 | 0 | 0 | 0 | 0 | 0 | 0 | 0 | 0 | 0 | 0 | 0 | 0
SCE Total Roll-up E3 Calculator - No Carbon Adder - Compliance Scenario | [17 empty] | System | #N/A | [21 empty] | 0 | 0 | 0 | 0 | 0 | 0 | 0 | 0 | 0 | 0 | 0 | 0 | 0 | 0 | 0 | 0 | 0 | 0 | 0 | 0 | 0 | 0 | 0 | 0 | 0 | 0 | 0 | 0 | 0
SCE Total Roll-up E3 Calculator - No Carbon Adder - Compliance Scenario | [17 empty] | System | #N/A | [21 empty] | 0 | 0 | 0 | 0 | 0 | 0 | 0 | 0 | 0 | 0 | 0 | 0 | 0 | 0 | 0 | 0 | 0 | 0 | 0 | 0 | 0 | 0 | 0 | 0 | 0 | 0 | 0 | 0 | 0
SCE Total Roll-up E3 Calculator - No Carbon Adder - Compliance Scenario | [17 empty] | System | #N/A | [21 empty] | 0 | 0 | 0 | 0 | 0 | 0 | 0 | 0 | 0 | 0 | 0 | 0 | 0 | 0 | 0 | 0 | 0 | 0 | 0 | 0 | 0 | 0 | 0 | 0 | 0 | 0 | 0 | 0 | 0
SCE Total Roll-up E3 Calculator - No Carbon Adder - Compliance Scenario | [17 empty] | System | #N/A | [21 empty] | 0 | 0 | 0 | 0 | 0 | 0 | 0 | 0 | 0 | 0 | 0 | 0 | 0 | 0 | 0 | 0 | 0 | 0 | 0 | 0 | 0 | 0 | 0 | 0 | 0 | 0 | 0 | 0 | 0
SCE Total Roll-up E3 Calculator - No Carbon Adder - Compliance Scenario | [17 empty] | System | #N/A | [21 empty] | 0 | 0 | 0 | 0 | 0 | 0 | 0 | 0 | 0 | 0 | 0 | 0 | 0 | 0 | 0 | 0 | 0 | 0 | 0 | 0 | 0 | 0 | 0 | 0 | 0 | 0 | 0 | 0 | 0
SCE Total Roll-up E3 Calculator - No Carbon Adder - Compliance Scenario | [17 empty] | System | #N/A | [21 empty] | 0 | 0 | 0 | 0 | 0 | 0 | 0 | 0 | 0 | 0 | 0 | 0 | 0 | 0 | 0 | 0 | 0 | 0 | 0 | 0 | 0 | 0 | 0 | 0 | 0 | 0 | 0 | 0 | 0
SCE Total Roll-up E3 Calculator - No Carbon Adder - Compliance Scenario | [17 empty] | System | #N/A | [21 empty] | 0 | 0 | 0 | 0 | 0 | 0 | 0 | 0 | 0 | 0 | 0 | 0 | 0 | 0 | 0 | 0 | 0 | 0 | 0 | 0 | 0 | 0 | 0 | 0 | 0 | 0 | 0 | 0 | 0
SCE Total Roll-up E3 Calculator - No Carbon Adder - Compliance Scenario | [17 empty] | System | #N/A | [21 empty] | 0 | 0 | 0 | 0 | 0 | 0 | 0 | 0 | 0 | 0 | 0 | 0 | 0 | 0 | 0 | 0 | 0 | 0 | 0 | 0 | 0 | 0 | 0 | 0 | 0 | 0 | 0 | 0 | 0
SCE Total Roll-up E3 Calculator - No Carbon Adder - Compliance Scenario | [17 empty] | System | #N/A | [21 empty] | 0 | 0 | 0 | 0 | 0 | 0 | 0 | 0 | 0 | 0 | 0 | 0 | 0 | 0 | 0 | 0 | 0 | 0 | 0 | 0 | 0 | 0 | 0 | 0 | 0 | 0 | 0 | 0 | 0
SCE Total Roll-up E3 Calculator - No Carbon Adder - Compliance Scenario | [17 empty] | System | #N/A | [21 empty] | 0 | 0 | 0 | 0 | 0 | 0 | 0 | 0 | 0 | 0 | 0 | 0 | 0 | 0 | 0 | 0 | 0 | 0 | 0 | 0 | 0 | 0 | 0 | 0 | 0 | 0 | 0 | 0 | 0
SCE Total Roll-up E3 Calculator - No Carbon Adder - Compliance Scenario | [17 empty] | System | #N/A | [21 empty] | 0 | 0 | 0 | 0 | 0 | 0 | 0 | 0 | 0 | 0 | 0 | 0 | 0 | 0 | 0 | 0 | 0 | 0 | 0 | 0 | 0 | 0 | 0 | 0 | 0 | 0 | 0 | 0 | 0
SCE Total Roll-up E3 Calculator - No Carbon Adder - Compliance Scenario | [17 empty] | System | #N/A | [21 empty] | 0 | 0 | 0 | 0 | 0 | 0 | 0 | 0 | 0 | 0 | 0 | 0 | 0 | 0 | 0 | 0 | 0 | 0 | 0 | 0 | 0 | 0 | 0 | 0 | 0 | 0 | 0 | 0 | 0
SCE Total Roll-up E3 Calculator - No Carbon Adder - Compliance Scenario | [17 empty] | System | #N/A | [21 empty] | 0 | 0 | 0 | 0 | 0 | 0 | 0 | 0 | 0 | 0 | 0 | 0 | 0 | 0 | 0 | 0 | 0 | 0 | 0 | 0 | 0 | 0 | 0 | 0 | 0 | 0 | 0 | 0 | 0
SCE Total Roll-up E3 Calculator - No Carbon Adder - Compliance Scenario | [17 empty] | System | #N/A | [21 empty] | 0 | 0 | 0 | 0 | 0 | 0 | 0 | 0 | 0 | 0 | 0 | 0 | 0 | 0 | 0 | 0 | 0 | 0 | 0 | 0 | 0 | 0 | 0 | 0 | 0 | 0 | 0 | 0 | 0
SCE Total Roll-up E3 Calculator - No Carbon Adder - Compliance Scenario | [17 empty] | System | #N/A | [21 empty] | 0 | 0 | 0 | 0 | 0 | 0 | 0 | 0 | 0 | 0 | 0 | 0 | 0 | 0 | 0 | 0 | 0 | 0 | 0 | 0 | 0 | 0 | 0 | 0 | 0 | 0 | 0 | 0 | 0
SCE Total Roll-up E3 Calculator - No Carbon Adder - Compliance Scenario | [17 empty] | System | #N/A | [21 empty] | 0 | 0 | 0 | 0 | 0 | 0 | 0 | 0 | 0 | 0 | 0 | 0 | 0 | 0 | 0 | 0 | 0 | 0 | 0 | 0 | 0 | 0 | 0 | 0 | 0 | 0 | 0 | 0 | 0
SCE Total Roll-up E3 Calculator - No Carbon Adder - Compliance Scenario | [17 empty] | System | #N/A | [21 empty] | 0 | 0 | 0 | 0 | 0 | 0 | 0 | 0 | 0 | 0 | 0 | 0 | 0 | 0 | 0 | 0 | 0 | 0 | 0 | 0 | 0 | 0 | 0 | 0 | 0 | 0 | 0 | 0 | 0
SCE Total Roll-up E3 Calculator - No Carbon Adder - Compliance Scenario | [17 empty] | System | #N/A | [21 empty] | 0 | 0 | 0 | 0 | 0 | 0 | 0 | 0 | 0 | 0 | 0 | 0 | 0 | 0 | 0 | 0 | 0 | 0 | 0 | 0 | 0 | 0 | 0 | 0 | 0 | 0 | 0 | 0 | 0
SCE Total Roll-up E3 Calculator - No Carbon Adder - Compliance Scenario | [17 empty] | System | #N/A | [21 empty] | 0 | 0 | 0 | 0 | 0 | 0 | 0 | 0 | 0 | 0 | 0 | 0 | 0 | 0 | 0 | 0 | 0 | 0 | 0 | 0 | 0 | 0 | 0 | 0 | 0 | 0 | 0 | 0 | 0
SCE Total Roll-up E3 Calculator - No Carbon Adder - Compliance Scenario | [17 empty] | System | #N/A | [21 empty] | 0 | 0 | 0 | 0 | 0 | 0 | 0 | 0 | 0 | 0 | 0 | 0 | 0 | 0 | 0 | 0 | 0 | 0 | 0 | 0 | 0 | 0 | 0 | 0 | 0 | 0 | 0 | 0 | 0
SCE Total Roll-up E3 Calculator - No Carbon Adder - Compliance Scenario | [17 empty] | System | #N/A | [21 empty] | 0 | 0 | 0 | 0 | 0 | 0 | 0 | 0 | 0 | 0 | 0 | 0 | 0 | 0 | 0 | 0 | 0 | 0 | 0 | 0 | 0 | 0 | 0 | 0 | 0 | 0 | 0 | 0 | 0
SCE Total Roll-up E3 Calculator - No Carbon Adder - Compliance Scenario | [17 empty] | System | #N/A | [21 empty] | 0 | 0 | 0 | 0 | 0 | 0 | 0 | 0 | 0 | 0 | 0 | 0 | 0 | 0 | 0 | 0 | 0 | 0 | 0 | 0 | 0 | 0 | 0 | 0 | 0 | 0 | 0 | 0 | 0
SCE Total Roll-up E3 Calculator - No Carbon Adder - Compliance Scenario | [17 empty] | System | #N/A | [21 empty] | 0 | 0 | 0 | 0 | 0 | 0 | 0 | 0 | 0 | 0 | 0 | 0 | 0 | 0 | 0 | 0 | 0 | 0 | 0 | 0 | 0 | 0 | 0 | 0 | 0 | 0 | 0 | 0 | 0
SCE Total Roll-up E3 Calculator - No Carbon Adder - Compliance Scenario | [17 empty] | System | #N/A | [21 empty] | 0 | 0 | 0 | 0 | 0 | 0 | 0 | 0 | 0 | 0 | 0 | 0 | 0 | 0 | 0 | 0 | 0 | 0 | 0 | 0 | 0 | 0 | 0 | 0 | 0 | 0 | 0 | 0 | 0
SCE Total Roll-up E3 Calculator - No Carbon Adder - Compliance Scenario | [17 empty] | System | #N/A | [21 empty] | 0 | 0 | 0 | 0 | 0 | 0 | 0 | 0 | 0 | 0 | 0 | 0 | 0 | 0 | 0 | 0 | 0 | 0 | 0 | 0 | 0 | 0 | 0 | 0 | 0 | 0 | 0 | 0 | 0
SCE Total Roll-up E3 Calculator - No Carbon Adder - Compliance Scenario | [17 empty] | System | #N/A | [21 empty] | 0 | 0 | 0 | 0 | 0 | 0 | 0 | 0 | 0 | 0 | 0 | 0 | 0 | 0 | 0 | 0 | 0 | 0 | 0 | 0 | 0 | 0 | 0 | 0 | 0 | 0 | 0 | 0 | 0
SCE Total Roll-up E3 Calculator - No Carbon Adder - Compliance Scenario | [17 empty] | System | #N/A | [21 empty] | 0 | 0 | 0 | 0 | 0 | 0 | 0 | 0 | 0 | 0 | 0 | 0 | 0 | 0 | 0 | 0 | 0 | 0 | 0 | 0 | 0 | 0 | 0 | 0 | 0 | 0 | 0 | 0 | 0
SCE Total Roll-up E3 Calculator - No Carbon Adder - Compliance Scenario | [17 empty] | System | #N/A | [21 empty] | 0 | 0 | 0 | 0 | 0 | 0 | 0 | 0 | 0 | 0 | 0 | 0 | 0 | 0 | 0 | 0 | 0 | 0 | 0 | 0 | 0 | 0 | 0 | 0 | 0 | 0 | 0 | 0 | 0
SCE Total Roll-up E3 Calculator - No Carbon Adder - Compliance Scenario | [17 empty] | System | #N/A | [21 empty] | 0 | 0 | 0 | 0 | 0 | 0 | 0 | 0 | 0 | 0 | 0 | 0 | 0 | 0 | 0 | 0 | 0 | 0 | 0 | 0 | 0 | 0 | 0 | 0 | 0 | 0 | 0 | 0 | 0
SCE Total Roll-up E3 Calculator - No Carbon Adder - Compliance Scenario | [17 empty] | System | #N/A | [21 empty] | 0 | 0 | 0 | 0 | 0 | 0 | 0 | 0 | 0 | 0 | 0 | 0 | 0 | 0 | 0 | 0 | 0 | 0 | 0 | 0 | 0 | 0 | 0 | 0 | 0 | 0 | 0 | 0 | 0
SCE Total Roll-up E3 Calculator - No Carbon Adder - Compliance Scenario | [17 empty] | System | #N/A | [21 empty] | 0 | 0 | 0 | 0 | 0 | 0 | 0 | 0 | 0 | 0 | 0 | 0 | 0 | 0 | 0 | 0 | 0 | 0 | 0 | 0 | 0 | 0 | 0 | 0 | 0 | 0 | 0 | 0 | 0
SCE Total Roll-up E3 Calculator - No Carbon Adder - Compliance Scenario | [17 empty] | System | #N/A | [21 empty] | 0 | 0 | 0 | 0 | 0 | 0 | 0 | 0 | 0 | 0 | 0 | 0 | 0 | 0 | 0 | 0 | 0 | 0 | 0 | 0 | 0 | 0 | 0 | 0 | 0 | 0 | 0 | 0 | 0
SCE Total Roll-up E3 Calculator - No Carbon Adder - Compliance Scenario | [17 empty] | System | #N/A | [21 empty] | 0 | 0 | 0 | 0 | 0 | 0 | 0 | 0 | 0 | 0 | 0 | 0 | 0 | 0 | 0 | 0 | 0 | 0 | 0 | 0 | 0 | 0 | 0 | 0 | 0 | 0 | 0 | 0 | 0
SCE Total Roll-up E3 Calculator - No Carbon Adder - Compliance Scenario | [17 empty] | System | #N/A | [21 empty] | 0 | 0 | 0 | 0 | 0 | 0 | 0 | 0 | 0 | 0 | 0 | 0 | 0 | 0 | 0 | 0 | 0 | 0 | 0 | 0 | 0 | 0 | 0 | 0 | 0 | 0 | 0 | 0 | 0
SCE Total Roll-up E3 Calculator - No Carbon Adder - Compliance Scenario | [17 empty] | System | #N/A | [21 empty] | 0 | 0 | 0 | 0 | 0 | 0 | 0 | 0 | 0 | 0 | 0 | 0 | 0 | 0 | 0 | 0 | 0 | 0 | 0 | 0 | 0 | 0 | 0 | 0 | 0 | 0 | 0 | 0 | 0
SCE Total Roll-up E3 Calculator - No Carbon Adder - Compliance Scenario | [17 empty] | System | #N/A | [21 empty] | 0 | 0 | 0 | 0 | 0 | 0 | 0 | 0 | 0 | 0 | 0 | 0 | 0 | 0 | 0 | 0 | 0 | 0 | 0 | 0 | 0 | 0 | 0 | 0 | 0 | 0 | 0 | 0 | 0
SCE Total Roll-up E3 Calculator - No Carbon Adder - Compliance Scenario | [17 empty] | System | #N/A | [21 empty] | 0 | 0 | 0 | 0 | 0 | 0 | 0 | 0 | 0 | 0 | 0 | 0 | 0 | 0 | 0 | 0 | 0 | 0 | 0 | 0 | 0 | 0 | 0 | 0 | 0 | 0 | 0 | 0 | 0
SCE Total Roll-up E3 Calculator - No Carbon Adder - Compliance Scenario | [17 empty] | System | #N/A | [21 empty] | 0 | 0 | 0 | 0 | 0 | 0 | 0 | 0 | 0 | 0 | 0 | 0 | 0 | 0 | 0 | 0 | 0 | 0 | 0 | 0 | 0 | 0 | 0 | 0 | 0 | 0 | 0 | 0 | 0
SCE Total Roll-up E3 Calculator - No Carbon Adder - Compliance Scenario | [17 empty] | System | #N/A | [21 empty] | 0 | 0 | 0 | 0 | 0 | 0 | 0 | 0 | 0 | 0 | 0 | 0 | 0 | 0 | 0 | 0 | 0 | 0 | 0 | 0 | 0 | 0 | 0 | 0 | 0 | 0 | 0 | 0 | 0
SCE Total Roll-up E3 Calculator - No Carbon Adder - Compliance Scenario | [17 empty] | System | #N/A | [21 empty] | 0 | 0 | 0 | 0 | 0 | 0 | 0 | 0 | 0 | 0 | 0 | 0 | 0 | 0 | 0 | 0 | 0 | 0 | 0 | 0 | 0 | 0 | 0 | 0 | 0 | 0 | 0 | 0 | 0
SCE Total Roll-up E3 Calculator - No Carbon Adder - Compliance Scenario | [17 empty] | System | #N/A | [21 empty] | 0 | 0 | 0 | 0 | 0 | 0 | 0 | 0 | 0 | 0 | 0 | 0 | 0 | 0 | 0 | 0 | 0 | 0 | 0 | 0 | 0 | 0 | 0 | 0 | 0 | 0 | 0 | 0 | 0
SCE Total Roll-up E3 Calculator - No Carbon Adder - Compliance Scenario | [17 empty] | System | #N/A | [21 empty] | 0 | 0 | 0 | 0 | 0 | 0 | 0 | 0 | 0 | 0 | 0 | 0 | 0 | 0 | 0 | 0 | 0 | 0 | 0 | 0 | 0 | 0 | 0 | 0 | 0 | 0 | 0 | 0 | 0
SCE Total Roll-up E3 Calculator - No Carbon Adder - Compliance Scenario | [17 empty] | System | #N/A | [21 empty] | 0 | 0 | 0 | 0 | 0 | 0 | 0 | 0 | 0 | 0 | 0 | 0 | 0 | 0 | 0 | 0 | 0 | 0 | 0 | 0 | 0 | 0 | 0 | 0 | 0 | 0 | 0 | 0 | 0
SCE Total Roll-up E3 Calculator - No Carbon Adder - Compliance Scenario | [17 empty] | System | #N/A | [21 empty] | 0 | 0 | 0 | 0 | 0 | 0 | 0 | 0 | 0 | 0 | 0 | 0 | 0 | 0 | 0 | 0 | 0 | 0 | 0 | 0 | 0 | 0 | 0 | 0 | 0 | 0 | 0 | 0 | 0
SCE Total Roll-up E3 Calculator - No Carbon Adder - Compliance Scenario | [17 empty] | System | #N/A | [21 empty] | 0 | 0 | 0 | 0 | 0 | 0 | 0 | 0 | 0 | 0 | 0 | 0 | 0 | 0 | 0 | 0 | 0 | 0 | 0 | 0 | 0 | 0 | 0 | 0 | 0 | 0 | 0 | 0 | 0
SCE Total Roll-up E3 Calculator - No Carbon Adder - Compliance Scenario | [17 empty] | System | #N/A | [21 empty] | 0 | 0 | 0 | 0 | 0 | 0 | 0 | 0 | 0 | 0 | 0 | 0 | 0 | 0 | 0 | 0 | 0 | 0 | 0 | 0 | 0 | 0 | 0 | 0 | 0 | 0 | 0 | 0 | 0
SCE Total Roll-up E3 Calculator - No Carbon Adder - Compliance Scenario | [17 empty] | System | #N/A | [21 empty] | 0 | 0 | 0 | 0 | 0 | 0 | 0 | 0 | 0 | 0 | 0 | 0 | 0 | 0 | 0 | 0 | 0 | 0 | 0 | 0 | 0 | 0 | 0 | 0 | 0 | 0 | 0 | 0 | 0
SCE Total Roll-up E3 Calculator - No Carbon Adder - Compliance Scenario | [17 empty] | System | #N/A | [21 empty] | 0 | 0 | 0 | 0 | 0 | 0 | 0 | 0 | 0 | 0 | 0 | 0 | 0 | 0 | 0 | 0 | 0 | 0 | 0 | 0 | 0 | 0 | 0 | 0 | 0 | 0 | 0 | 0 | 0
SCE Total Roll-up E3 Calculator - No Carbon Adder - Compliance Scenario | [17 empty] | System | #N/A | [21 empty] | 0 | 0 | 0 | 0 | 0 | 0 | 0 | 0 | 0 | 0 | 0 | 0 | 0 | 0 | 0 | 0 | 0 | 0 | 0 | 0 | 0 | 0 | 0 | 0 | 0 | 0 | 0 | 0 | 0
SCE Total Roll-up E3 Calculator - No Carbon Adder - Compliance Scenario | [17 empty] | System | #N/A | [21 empty] | 0 | 0 | 0 | 0 | 0 | 0 | 0 | 0 | 0 | 0 | 0 | 0 | 0 | 0 | 0 | 0 | 0 | 0 | 0 | 0 | 0 | 0 | 0 | 0 | 0 | 0 | 0 | 0 | 0
SCE Total Roll-up E3 Calculator - No Carbon Adder - Compliance Scenario | [17 empty] | System | #N/A | [21 empty] | 0 | 0 | 0 | 0 | 0 | 0 | 0 | 0 | 0 | 0 | 0 | 0 | 0 | 0 | 0 | 0 | 0 | 0 | 0 | 0 | 0 | 0 | 0 | 0 | 0 | 0 | 0 | 0 | 0
SCE Total Roll-up E3 Calculator - No Carbon Adder - Compliance Scenario | [17 empty] | System | #N/A | [21 empty] | 0 | 0 | 0 | 0 | 0 | 0 | 0 | 0 | 0 | 0 | 0 | 0 | 0 | 0 | 0 | 0 | 0 | 0 | 0 | 0 | 0 | 0 | 0 | 0 | 0 | 0 | 0 | 0 | 0
SCE Total Roll-up E3 Calculator - No Carbon Adder - Compliance Scenario | [17 empty] | System | #N/A | [21 empty] | 0 | 0 | 0 | 0 | 0 | 0 | 0 | 0 | 0 | 0 | 0 | 0 | 0 | 0 | 0 | 0 | 0 | 0 | 0 | 0 | 0 | 0 | 0 | 0 | 0 | 0 | 0 | 0 | 0
SCE Total Roll-up E3 Calculator - No Carbon Adder - Compliance Scenario | [17 empty] | System | #N/A | [21 empty] | 0 | 0 | 0 | 0 | 0 | 0 | 0 | 0 | 0 | 0 | 0 | 0 | 0 | 0 | 0 | 0 | 0 | 0 | 0 | 0 | 0 | 0 | 0 | 0 | 0 | 0 | 0 | 0 | 0
SCE Total Roll-up E3 Calculator - No Carbon Adder - Compliance Scenario | [17 empty] | System | #N/A | [21 empty] | 0 | 0 | 0 | 0 | 0 | 0 | 0 | 0 | 0 | 0 | 0 | 0 | 0 | 0 | 0 | 0 | 0 | 0 | 0 | 0 | 0 | 0 | 0 | 0 | 0 | 0 | 0 | 0 | 0
SCE Total Roll-up E3 Calculator - No Carbon Adder - Compliance Scenario | [17 empty] | System | #N/A | [21 empty] | 0 | 0 | 0 | 0 | 0 | 0 | 0 | 0 | 0 | 0 | 0 | 0 | 0 | 0 | 0 | 0 | 0 | 0 | 0 | 0 | 0 | 0 | 0 | 0 | 0 | 0 | 0 | 0 | 0
SCE Total Roll-up E3 Calculator - No Carbon Adder - Compliance Scenario | [17 empty] | System | #N/A | [21 empty] | 0 | 0 | 0 | 0 | 0 | 0 | 0 | 0 | 0 | 0 | 0 | 0 | 0 | 0 | 0 | 0 | 0 | 0 | 0 | 0 | 0 | 0 | 0 | 0 | 0 | 0 | 0 | 0 | 0
SCE Total Roll-up E3 Calculator - No Carbon Adder - Compliance Scenario | [17 empty] | System | #N/A | [21 empty] | 0 | 0 | 0 | 0 | 0 | 0 | 0 | 0 | 0 | 0 | 0 | 0 | 0 | 0 | 0 | 0 | 0 | 0 | 0 | 0 | 0 | 0 | 0 | 0 | 0 | 0 | 0 | 0 | 0
SCE Total Roll-up E3 Calculator - No Carbon Adder - Compliance Scenario | [17 empty] | System | #N/A | [21 empty] | 0 | 0 | 0 | 0 | 0 | 0 | 0 | 0 | 0 | 0 | 0 | 0 | 0 | 0 | 0 | 0 | 0 | 0 | 0 | 0 | 0 | 0 | 0 | 0 | 0 | 0 | 0 | 0 | 0
SCE Total Roll-up E3 Calculator - No Carbon Adder - Compliance Scenario | [17 empty] | System | #N/A | [21 empty] | 0 | 0 | 0 | 0 | 0 | 0 | 0 | 0 | 0 | 0 | 0 | 0 | 0 | 0 | 0 | 0 | 0 | 0 | 0 | 0 | 0 | 0 | 0 | 0 | 0 | 0 | 0 | 0 | 0
SCE Total Roll-up E3 Calculator - No Carbon Adder - Compliance Scenario | [17 empty] | System | #N/A | [21 empty] | 0 | 0 | 0 | 0 | 0 | 0 | 0 | 0 | 0 | 0 | 0 | 0 | 0 | 0 | 0 | 0 | 0 | 0 | 0 | 0 | 0 | 0 | 0 | 0 | 0 | 0 | 0 | 0 | 0
SCE Total Roll-up E3 Calculator - No Carbon Adder - Compliance Scenario | [17 empty] | System | #N/A | [21 empty] | 0 | 0 | 0 | 0 | 0 | 0 | 0 | 0 | 0 | 0 | 0 | 0 | 0 | 0 | 0 | 0 | 0 | 0 | 0 | 0 | 0 | 0 | 0 | 0 | 0 | 0 | 0 | 0 | 0
SCE Total Roll-up E3 Calculator - No Carbon Adder - Compliance Scenario | [17 empty] | System | #N/A | [21 empty] | 0 | 0 | 0 | 0 | 0 | 0 | 0 | 0 | 0 | 0 | 0 | 0 | 0 | 0 | 0 | 0 | 0 | 0 | 0 | 0 | 0 | 0 | 0 | 0 | 0 | 0 | 0 | 0 | 0
SCE Total Roll-up E3 Calculator - No Carbon Adder - Compliance Scenario | [17 empty] | System | #N/A | [21 empty] | 0 | 0 | 0 | 0 | 0 | 0 | 0 | 0 | 0 | 0 | 0 | 0 | 0 | 0 | 0 | 0 | 0 | 0 | 0 | 0 | 0 | 0 | 0 | 0 | 0 | 0 | 0 | 0 | 0
SCE Total Roll-up E3 Calculator - No Carbon Adder - Compliance Scenario | [17 empty] | System | #N/A | [21 empty] | 0 | 0 | 0 | 0 | 0 | 0 | 0 | 0 | 0 | 0 | 0 | 0 | 0 | 0 | 0 | 0 | 0 | 0 | 0 | 0 | 0 | 0 | 0 | 0 | 0 | 0 | 0 | 0 | 0
SCE Total Roll-up E3 Calculator - No Carbon Adder - Compliance Scenario | [17 empty] | System | #N/A | [21 empty] | 0 | 0 | 0 | 0 | 0 | 0 | 0 | 0 | 0 | 0 | 0 | 0 | 0 | 0 | 0 | 0 | 0 | 0 | 0 | 0 | 0 | 0 | 0 | 0 | 0 | 0 | 0 | 0 | 0
SCE Total Roll-up E3 Calculator - No Carbon Adder - Compliance Scenario | [17 empty] | System | #N/A | [21 empty] | 0 | 0 | 0 | 0 | 0 | 0 | 0 | 0 | 0 | 0 | 0 | 0 | 0 | 0 | 0 | 0 | 0 | 0 | 0 | 0 | 0 | 0 | 0 | 0 | 0 | 0 | 0 | 0 | 0
SCE Total Roll-up E3 Calculator - No Carbon Adder - Compliance Scenario | [17 empty] | System | #N/A | [21 empty] | 0 | 0 | 0 | 0 | 0 | 0 | 0 | 0 | 0 | 0 | 0 | 0 | 0 | 0 | 0 | 0 | 0 | 0 | 0 | 0 | 0 | 0 | 0 | 0 | 0 | 0 | 0 | 0 | 0
SCE Total Roll-up E3 Calculator - No Carbon Adder - Compliance Scenario | [17 empty] | System | #N/A | [21 empty] | 0 | 0 | 0 | 0 | 0 | 0 | 0 | 0 | 0 | 0 | 0 | 0 | 0 | 0 | 0 | 0 | 0 | 0 | 0 | 0 | 0 | 0 | 0 | 0 | 0 | 0 | 0 | 0 | 0
SCE Total Roll-up E3 Calculator - No Carbon Adder - Compliance Scenario | [17 empty] | System | #N/A | [21 empty] | 0 | 0 | 0 | 0 | 0 | 0 | 0 | 0 | 0 | 0 | 0 | 0 | 0 | 0 | 0 | 0 | 0 | 0 | 0 | 0 | 0 | 0 | 0 | 0 | 0 | 0 | 0 | 0 | 0
SCE Total Roll-up E3 Calculator - No Carbon Adder - Compliance Scenario | [17 empty] | System | #N/A | [21 empty] | 0 | 0 | 0 | 0 | 0 | 0 | 0 | 0 | 0 | 0 | 0 | 0 | 0 | 0 | 0 | 0 | 0 | 0 | 0 | 0 | 0 | 0 | 0 | 0 | 0 | 0 | 0 | 0 | 0
SCE Total Roll-up E3 Calculator - No Carbon Adder - Compliance Scenario | [17 empty] | System | #N/A | [21 empty] | 0 | 0 | 0 | 0 | 0 | 0 | 0 | 0 | 0 | 0 | 0 | 0 | 0 | 0 | 0 | 0 | 0 | 0 | 0 | 0 | 0 | 0 | 0 | 0 | 0 | 0 | 0 | 0 | 0
SCE Total Roll-up E3 Calculator - No Carbon Adder - Compliance Scenario | [17 empty] | System | #N/A | [21 empty] | 0 | 0 | 0 | 0 | 0 | 0 | 0 | 0 | 0 | 0 | 0 | 0 | 0 | 0 | 0 | 0 | 0 | 0 | 0 | 0 | 0 | 0 | 0 | 0 | 0 | 0 | 0 | 0 | 0
SCE Total Roll-up E3 Calculator - No Carbon Adder - Compliance Scenario | [17 empty] | System | #N/A | [21 empty] | 0 | 0 | 0 | 0 | 0 | 0 | 0 | 0 | 0 | 0 | 0 | 0 | 0 | 0 | 0 | 0 | 0 | 0 | 0 | 0 | 0 | 0 | 0 | 0 | 0 | 0 | 0 | 0 | 0
SCE Total Roll-up E3 Calculator - No Carbon Adder - Compliance Scenario | [17 empty] | System | #N/A | [21 empty] | 0 | 0 | 0 | 0 | 0 | 0 | 0 | 0 | 0 | 0 | 0 | 0 | 0 | 0 | 0 | 0 | 0 | 0 | 0 | 0 | 0 | 0 | 0 | 0 | 0 | 0 | 0 | 0 | 0
SCE Total Roll-up E3 Calculator - No Carbon Adder - Compliance Scenario | [17 empty] | System | #N/A | [21 empty] | 0 | 0 | 0 | 0 | 0 | 0 | 0 | 0 | 0 | 0 | 0 | 0 | 0 | 0 | 0 | 0 | 0 | 0 | 0 | 0 | 0 | 0 | 0 | 0 | 0 | 0 | 0 | 0 | 0
SCE Total Roll-up E3 Calculator - No Carbon Adder - Compliance Scenario | [17 empty] | System | #N/A | [21 empty] | 0 | 0 | 0 | 0 | 0 | 0 | 0 | 0 | 0 | 0 | 0 | 0 | 0 | 0 | 0 | 0 | 0 | 0 | 0 | 0 | 0 | 0 | 0 | 0 | 0 | 0 | 0 | 0 | 0
SCE Total Roll-up E3 Calculator - No Carbon Adder - Compliance Scenario | [17 empty] | System | #N/A | [21 empty] | 0 | 0 | 0 | 0 | 0 | 0 | 0 | 0 | 0 | 0 | 0 | 0 | 0 | 0 | 0 | 0 | 0 | 0 | 0 | 0 | 0 | 0 | 0 | 0 | 0 | 0 | 0 | 0 | 0
SCE Total Roll-up E3 Calculator - No Carbon Adder - Compliance Scenario | [17 empty] | System | #N/A | [21 empty] | 0 | 0 | 0 | 0 | 0 | 0 | 0 | 0 | 0 | 0 | 0 | 0 | 0 | 0 | 0 | 0 | 0 | 0 | 0 | 0 | 0 | 0 | 0 | 0 | 0 | 0 | 0 | 0 | 0
SCE Total Roll-up E3 Calculator - No Carbon Adder - Compliance Scenario | [17 empty] | System | #N/A | [21 empty] | 0 | 0 | 0 | 0 | 0 | 0 | 0 | 0 | 0 | 0 | 0 | 0 | 0 | 0 | 0 | 0 | 0 | 0 | 0 | 0 | 0 | 0 | 0 | 0 | 0 | 0 | 0 | 0 | 0
SCE Total Roll-up E3 Calculator - No Carbon Adder - Compliance Scenario | [17 empty] | System | #N/A | [21 empty] | 0 | 0 | 0 | 0 | 0 | 0 | 0 | 0 | 0 | 0 | 0 | 0 | 0 | 0 | 0 | 0 | 0 | 0 | 0 | 0 | 0 | 0 | 0 | 0 | 0 | 0 | 0 | 0 | 0
SCE Total Roll-up E3 Calculator - No Carbon Adder - Compliance Scenario | [17 empty] | System | #N/A | [21 empty] | 0 | 0 | 0 | 0 | 0 | 0 | 0 | 0 | 0 | 0 | 0 | 0 | 0 | 0 | 0 | 0 | 0 | 0 | 0 | 0 | 0 | 0 | 0 | 0 | 0 | 0 | 0 | 0 | 0
SCE Total Roll-up E3 Calculator - No Carbon Adder - Compliance Scenario | [17 empty] | System | #N/A | [21 empty] | 0 | 0 | 0 | 0 | 0 | 0 | 0 | 0 | 0 | 0 | 0 | 0 | 0 | 0 | 0 | 0 | 0 | 0 | 0 | 0 | 0 | 0 | 0 | 0 | 0 | 0 | 0 | 0 | 0
SCE Total Roll-up E3 Calculator - No Carbon Adder - Compliance Scenario | [17 empty] | System | #N/A | [21 empty] | 0 | 0 | 0 | 0 | 0 | 0 | 0 | 0 | 0 | 0 | 0 | 0 | 0 | 0 | 0 | 0 | 0 | 0 | 0 | 0 | 0 | 0 | 0 | 0 | 0 | 0 | 0 | 0 | 0
SCE Total Roll-up E3 Calculator - No Carbon Adder - Compliance Scenario | [17 empty] | System | #N/A | [21 empty] | 0 | 0 | 0 | 0 | 0 | 0 | 0 | 0 | 0 | 0 | 0 | 0 | 0 | 0 | 0 | 0 | 0 | 0 | 0 | 0 | 0 | 0 | 0 | 0 | 0 | 0 | 0 | 0 | 0
SCE Total Roll-up E3 Calculator - No Carbon Adder - Compliance Scenario | [17 empty] | System | #N/A | [21 empty] | 0 | 0 | 0 | 0 | 0 | 0 | 0 | 0 | 0 | 0 | 0 | 0 | 0 | 0 | 0 | 0 | 0 | 0 | 0 | 0 | 0 | 0 | 0 | 0 | 0 | 0 | 0 | 0 | 0
SCE Total Roll-up E3 Calculator - No Carbon Adder - Compliance Scenario | [17 empty] | System | #N/A | [21 empty] | 0 | 0 | 0 | 0 | 0 | 0 | 0 | 0 | 0 | 0 | 0 | 0 | 0 | 0 | 0 | 0 | 0 | 0 | 0 | 0 | 0 | 0 | 0 | 0 | 0 | 0 | 0 | 0 | 0
SCE Total Roll-up E3 Calculator - No Carbon Adder - Compliance Scenario | [17 empty] | System | #N/A | [21 empty] | 0 | 0 | 0 | 0 | 0 | 0 | 0 | 0 | 0 | 0 | 0 | 0 | 0 | 0 | 0 | 0 | 0 | 0 | 0 | 0 | 0 | 0 | 0 | 0 | 0 | 0 | 0 | 0 | 0
SCE Total Roll-up E3 Calculator - No Carbon Adder - Compliance Scenario | [17 empty] | System | #N/A | [21 empty] | 0 | 0 | 0 | 0 | 0 | 0 | 0 | 0 | 0 | 0 | 0 | 0 | 0 | 0 | 0 | 0 | 0 | 0 | 0 | 0 | 0 | 0 | 0 | 0 | 0 | 0 | 0 | 0 | 0
SCE Total Roll-up E3 Calculator - No Carbon Adder - Compliance Scenario | [17 empty] | System | #N/A | [21 empty] | 0 | 0 | 0 | 0 | 0 | 0 | 0 | 0 | 0 | 0 | 0 | 0 | 0 | 0 | 0 | 0 | 0 | 0 | 0 | 0 | 0 | 0 | 0 | 0 | 0 | 0 | 0 | 0 | 0
SCE Total Roll-up E3 Calculator - No Carbon Adder - Compliance Scenario | [17 empty] | System | #N/A | [21 empty] | 0 | 0 | 0 | 0 | 0 | 0 | 0 | 0 | 0 | 0 | 0 | 0 | 0 | 0 | 0 | 0 | 0 | 0 | 0 | 0 | 0 | 0 | 0 | 0 | 0 | 0 | 0 | 0 | 0
SCE Total Roll-up E3 Calculator - No Carbon Adder - Compliance Scenario | [17 empty] | System | #N/A | [21 empty] | 0 | 0 | 0 | 0 | 0 | 0 | 0 | 0 | 0 | 0 | 0 | 0 | 0 | 0 | 0 | 0 | 0 | 0 | 0 | 0 | 0 | 0 | 0 | 0 | 0 | 0 | 0 | 0 | 0
SCE Total Roll-up E3 Calculator - No Carbon Adder - Compliance Scenario | [17 empty] | System | #N/A | [21 empty] | 0 | 0 | 0 | 0 | 0 | 0 | 0 | 0 | 0 | 0 | 0 | 0 | 0 | 0 | 0 | 0 | 0 | 0 | 0 | 0 | 0 | 0 | 0 | 0 | 0 | 0 | 0 | 0 | 0
SCE Total Roll-up E3 Calculator - No Carbon Adder - Compliance Scenario | [17 empty] | System | #N/A | [21 empty] | 0 | 0 | 0 | 0 | 0 | 0 | 0 | 0 | 0 | 0 | 0 | 0 | 0 | 0 | 0 | 0 | 0 | 0 | 0 | 0 | 0 | 0 | 0 | 0 | 0 | 0 | 0 | 0 | 0
SCE Total Roll-up E3 Calculator - No Carbon Adder - Compliance Scenario | [17 empty] | System | #N/A | [21 empty] | 0 | 0 | 0 | 0 | 0 | 0 | 0 | 0 | 0 | 0 | 0 | 0 | 0 | 0 | 0 | 0 | 0 | 0 | 0 | 0 | 0 | 0 | 0 | 0 | 0 | 0 | 0 | 0 | 0
SCE Total Roll-up E3 Calculator - No Carbon Adder - Compliance Scenario | [17 empty] | System | #N/A | [21 empty] | 0 | 0 | 0 | 0 | 0 | 0 | 0 | 0 | 0 | 0 | 0 | 0 | 0 | 0 | 0 | 0 | 0 | 0 | 0 | 0 | 0 | 0 | 0 | 0 | 0 | 0 | 0 | 0 | 0
SCE Total Roll-up E3 Calculator - No Carbon Adder - Compliance Scenario | [17 empty] | System | #N/A | [21 empty] | 0 | 0 | 0 | 0 | 0 | 0 | 0 | 0 | 0 | 0 | 0 | 0 | 0 | 0 | 0 | 0 | 0 | 0 | 0 | 0 | 0 | 0 | 0 | 0 | 0 | 0 | 0 | 0 | 0
SCE Total Roll-up E3 Calculator - No Carbon Adder - Compliance Scenario | [17 empty] | System | #N/A | [21 empty] | 0 | 0 | 0 | 0 | 0 | 0 | 0 | 0 | 0 | 0 | 0 | 0 | 0 | 0 | 0 | 0 | 0 | 0 | 0 | 0 | 0 | 0 | 0 | 0 | 0 | 0 | 0 | 0 | 0
SCE Total Roll-up E3 Calculator - No Carbon Adder - Compliance Scenario | [17 empty] | System | #N/A | [21 empty] | 0 | 0 | 0 | 0 | 0 | 0 | 0 | 0 | 0 | 0 | 0 | 0 | 0 | 0 | 0 | 0 | 0 | 0 | 0 | 0 | 0 | 0 | 0 | 0 | 0 | 0 | 0 | 0 | 0
SCE Total Roll-up E3 Calculator - No Carbon Adder - Compliance Scenario | [17 empty] | System | #N/A | [21 empty] | 0 | 0 | 0 | 0 | 0 | 0 | 0 | 0 | 0 | 0 | 0 | 0 | 0 | 0 | 0 | 0 | 0 | 0 | 0 | 0 | 0 | 0 | 0 | 0 | 0 | 0 | 0 | 0 | 0
SCE Total Roll-up E3 Calculator - No Carbon Adder - Compliance Scenario | [17 empty] | System | #N/A | [21 empty] | 0 | 0 | 0 | 0 | 0 | 0 | 0 | 0 | 0 | 0 | 0 | 0 | 0 | 0 | 0 | 0 | 0 | 0 | 0 | 0 | 0 | 0 | 0 | 0 | 0 | 0 | 0 | 0 | 0
SCE Total Roll-up E3 Calculator - No Carbon Adder - Compliance Scenario | [17 empty] | System | #N/A | [21 empty] | 0 | 0 | 0 | 0 | 0 | 0 | 0 | 0 | 0 | 0 | 0 | 0 | 0 | 0 | 0 | 0 | 0 | 0 | 0 | 0 | 0 | 0 | 0 | 0 | 0 | 0 | 0 | 0 | 0
SCE Total Roll-up E3 Calculator - No Carbon Adder - Compliance Scenario | [17 empty] | System | #N/A | [21 empty] | 0 | 0 | 0 | 0 | 0 | 0 | 0 | 0 | 0 | 0 | 0 | 0 | 0 | 0 | 0 | 0 | 0 | 0 | 0 | 0 | 0 | 0 | 0 | 0 | 0 | 0 | 0 | 0 | 0
SCE Total Roll-up E3 Calculator - No Carbon Adder - Compliance Scenario | [17 empty] | System | #N/A | [21 empty] | 0 | 0 | 0 | 0 | 0 | 0 | 0 | 0 | 0 | 0 | 0 | 0 | 0 | 0 | 0 | 0 | 0 | 0 | 0 | 0 | 0 | 0 | 0 | 0 | 0 | 0 | 0 | 0 | 0
SCE Total Roll-up E3 Calculator - No Carbon Adder - Compliance Scenario | [17 empty] | System | #N/A | [21 empty] | 0 | 0 | 0 | 0 | 0 | 0 | 0 | 0 | 0 | 0 | 0 | 0 | 0 | 0 | 0 | 0 | 0 | 0 | 0 | 0 | 0 | 0 | 0 | 0 | 0 | 0 | 0 | 0 | 0
SCE Total Roll-up E3 Calculator - No Carbon Adder - Compliance Scenario | [17 empty] | System | #N/A | [21 empty] | 0 | 0 | 0 | 0 | 0 | 0 | 0 | 0 | 0 | 0 | 0 | 0 | 0 | 0 | 0 | 0 | 0 | 0 | 0 | 0 | 0 | 0 | 0 | 0 | 0 | 0 | 0 | 0 | 0
SCE Total Roll-up E3 Calculator - No Carbon Adder - Compliance Scenario | [17 empty] | System | #N/A | [21 empty] | 0 | 0 | 0 | 0 | 0 | 0 | 0 | 0 | 0 | 0 | 0 | 0 | 0 | 0 | 0 | 0 | 0 | 0 | 0 | 0 | 0 | 0 | 0 | 0 | 0 | 0 | 0 | 0 | 0
SCE Total Roll-up E3 Calculator - No Carbon Adder - Compliance Scenario | [17 empty] | System | #N/A | [21 empty] | 0 | 0 | 0 | 0 | 0 | 0 | 0 | 0 | 0 | 0 | 0 | 0 | 0 | 0 | 0 | 0 | 0 | 0 | 0 | 0 | 0 | 0 | 0 | 0 | 0 | 0 | 0 | 0 | 0
SCE Total Roll-up E3 Calculator - No Carbon Adder - Compliance Scenario | [17 empty] | System | #N/A | [21 empty] | 0 | 0 | 0 | 0 | 0 | 0 | 0 | 0 | 0 | 0 | 0 | 0 | 0 | 0 | 0 | 0 | 0 | 0 | 0 | 0 | 0 | 0 | 0 | 0 | 0 | 0 | 0 | 0 | 0
SCE Total Roll-up E3 Calculator - No Carbon Adder - Compliance Scenario | [17 empty] | System | #N/A | [21 empty] | 0 | 0 | 0 | 0 | 0 | 0 | 0 | 0 | 0 | 0 | 0 | 0 | 0 | 0 | 0 | 0 | 0 | 0 | 0 | 0 | 0 | 0 | 0 | 0 | 0 | 0 | 0 | 0 | 0
SCE Total Roll-up E3 Calculator - No Carbon Adder - Compliance Scenario | [17 empty] | System | #N/A | [21 empty] | 0 | 0 | 0 | 0 | 0 | 0 | 0 | 0 | 0 | 0 | 0 | 0 | 0 | 0 | 0 | 0 | 0 | 0 | 0 | 0 | 0 | 0 | 0 | 0 | 0 | 0 | 0 | 0 | 0
SCE Total Roll-up E3 Calculator - No Carbon Adder - Compliance Scenario | [17 empty] | System | #N/A | [21 empty] | 0 | 0 | 0 | 0 | 0 | 0 | 0 | 0 | 0 | 0 | 0 | 0 | 0 | 0 | 0 | 0 | 0 | 0 | 0 | 0 | 0 | 0 | 0 | 0 | 0 | 0 | 0 | 0 | 0
SCE Total Roll-up E3 Calculator - No Carbon Adder - Compliance Scenario | [17 empty] | System | #N/A | [21 empty] | 0 | 0 | 0 | 0 | 0 | 0 | 0 | 0 | 0 | 0 | 0 | 0 | 0 | 0 | 0 | 0 | 0 | 0 | 0 | 0 | 0 | 0 | 0 | 0 | 0 | 0 | 0 | 0 | 0
SCE Total Roll-up E3 Calculator - No Carbon Adder - Compliance Scenario | [17 empty] | System | #N/A | [21 empty] | 0 | 0 | 0 | 0 | 0 | 0 | 0 | 0 | 0 | 0 | 0 | 0 | 0 | 0 | 0 | 0 | 0 | 0 | 0 | 0 | 0 | 0 | 0 | 0 | 0 | 0 | 0 | 0 | 0
SCE Total Roll-up E3 Calculator - No Carbon Adder - Compliance Scenario | [17 empty] | System | #N/A | [21 empty] | 0 | 0 | 0 | 0 | 0 | 0 | 0 | 0 | 0 | 0 | 0 | 0 | 0 | 0 | 0 | 0 | 0 | 0 | 0 | 0 | 0 | 0 | 0 | 0 | 0 | 0 | 0 | 0 | 0
SCE Total Roll-up E3 Calculator - No Carbon Adder - Compliance Scenario | [17 empty] | System | #N/A | [21 empty] | 0 | 0 | 0 | 0 | 0 | 0 | 0 | 0 | 0 | 0 | 0 | 0 | 0 | 0 | 0 | 0 | 0 | 0 | 0 | 0 | 0 | 0 | 0 | 0 | 0 | 0 | 0 | 0 | 0
SCE Total Roll-up E3 Calculator - No Carbon Adder - Compliance Scenario | [17 empty] | System | #N/A | [21 empty] | 0 | 0 | 0 | 0 | 0 | 0 | 0 | 0 | 0 | 0 | 0 | 0 | 0 | 0 | 0 | 0 | 0 | 0 | 0 | 0 | 0 | 0 | 0 | 0 | 0 | 0 | 0 | 0 | 0
SCE Total Roll-up E3 Calculator - No Carbon Adder - Compliance Scenario | [17 empty] | System | #N/A | [21 empty] | 0 | 0 | 0 | 0 | 0 | 0 | 0 | 0 | 0 | 0 | 0 | 0 | 0 | 0 | 0 | 0 | 0 | 0 | 0 | 0 | 0 | 0 | 0 | 0 | 0 | 0 | 0 | 0 | 0
SCE Total Roll-up E3 Calculator - No Carbon Adder - Compliance Scenario | [17 empty] | System | #N/A | [21 empty] | 0 | 0 | 0 | 0 | 0 | 0 | 0 | 0 | 0 | 0 | 0 | 0 | 0 | 0 | 0 | 0 | 0 | 0 | 0 | 0 | 0 | 0 | 0 | 0 | 0 | 0 | 0 | 0 | 0
SCE Total Roll-up E3 Calculator - No Carbon Adder - Compliance Scenario | [17 empty] | System | #N/A | [21 empty] | 0 | 0 | 0 | 0 | 0 | 0 | 0 | 0 | 0 | 0 | 0 | 0 | 0 | 0 | 0 | 0 | 0 | 0 | 0 | 0 | 0 | 0 | 0 | 0 | 0 | 0 | 0 | 0 | 0
SCE Total Roll-up E3 Calculator - No Carbon Adder - Compliance Scenario | [17 empty] | System | #N/A | [21 empty] | 0 | 0 | 0 | 0 | 0 | 0 | 0 | 0 | 0 | 0 | 0 | 0 | 0 | 0 | 0 | 0 | 0 | 0 | 0 | 0 | 0 | 0 | 0 | 0 | 0 | 0 | 0 | 0 | 0
SCE Total Roll-up E3 Calculator - No Carbon Adder - Compliance Scenario | [17 empty] | System | #N/A | [21 empty] | 0 | 0 | 0 | 0 | 0 | 0 | 0 | 0 | 0 | 0 | 0 | 0 | 0 | 0 | 0 | 0 | 0 | 0 | 0 | 0 | 0 | 0 | 0 | 0 | 0 | 0 | 0 | 0 | 0
SCE Total Roll-up E3 Calculator - No Carbon Adder - Compliance Scenario | [17 empty] | System | #N/A | [21 empty] | 0 | 0 | 0 | 0 | 0 | 0 | 0 | 0 | 0 | 0 | 0 | 0 | 0 | 0 | 0 | 0 | 0 | 0 | 0 | 0 | 0 | 0 | 0 | 0 | 0 | 0 | 0 | 0 | 0
SCE Total Roll-up E3 Calculator - No Carbon Adder - Compliance Scenario | [17 empty] | System | #N/A | [21 empty] | 0 | 0 | 0 | 0 | 0 | 0 | 0 | 0 | 0 | 0 | 0 | 0 | 0 | 0 | 0 | 0 | 0 | 0 | 0 | 0 | 0 | 0 | 0 | 0 | 0 | 0 | 0 | 0 | 0
SCE Total Roll-up E3 Calculator - No Carbon Adder - Compliance Scenario | [17 empty] | System | #N/A | [21 empty] | 0 | 0 | 0 | 0 | 0 | 0 | 0 | 0 | 0 | 0 | 0 | 0 | 0 | 0 | 0 | 0 | 0 | 0 | 0 | 0 | 0 | 0 | 0 | 0 | 0 | 0 | 0 | 0 | 0
SCE Total Roll-up E3 Calculator - No Carbon Adder - Compliance Scenario | [17 empty] | System | #N/A | [21 empty] | 0 | 0 | 0 | 0 | 0 | 0 | 0 | 0 | 0 | 0 | 0 | 0 | 0 | 0 | 0 | 0 | 0 | 0 | 0 | 0 | 0 | 0 | 0 | 0 | 0 | 0 | 0 | 0 | 0
SCE Total Roll-up E3 Calculator - No Carbon Adder - Compliance Scenario | [17 empty] | System | #N/A | [21 empty] | 0 | 0 | 0 | 0 | 0 | 0 | 0 | 0 | 0 | 0 | 0 | 0 | 0 | 0 | 0 | 0 | 0 | 0 | 0 | 0 | 0 | 0 | 0 | 0 | 0 | 0 | 0 | 0 | 0
SCE Total Roll-up E3 Calculator - No Carbon Adder - Compliance Scenario | [17 empty] | System | #N/A | [21 empty] | 0 | 0 | 0 | 0 | 0 | 0 | 0 | 0 | 0 | 0 | 0 | 0 | 0 | 0 | 0 | 0 | 0 | 0 | 0 | 0 | 0 | 0 | 0 | 0 | 0 | 0 | 0 | 0 | 0
SCE Total Roll-up E3 Calculator - No Carbon Adder - Compliance Scenario | [17 empty] | System | #N/A | [21 empty] | 0 | 0 | 0 | 0 | 0 | 0 | 0 | 0 | 0 | 0 | 0 | 0 | 0 | 0 | 0 | 0 | 0 | 0 | 0 | 0 | 0 | 0 | 0 | 0 | 0 | 0 | 0 | 0 | 0
SCE Total Roll-up E3 Calculator - No Carbon Adder - Compliance Scenario | [17 empty] | System | #N/A | [21 empty] | 0 | 0 | 0 | 0 | 0 | 0 | 0 | 0 | 0 | 0 | 0 | 0 | 0 | 0 | 0 | 0 | 0 | 0 | 0 | 0 | 0 | 0 | 0 | 0 | 0 | 0 | 0 | 0 | 0
SCE Total Roll-up E3 Calculator - No Carbon Adder - Compliance Scenario | [17 empty] | System | #N/A | [21 empty] | 0 | 0 | 0 | 0 | 0 | 0 | 0 | 0 | 0 | 0 | 0 | 0 | 0 | 0 | 0 | 0 | 0 | 0 | 0 | 0 | 0 | 0 | 0 | 0 | 0 | 0 | 0 | 0 | 0
SCE Total Roll-up E3 Calculator - No Carbon Adder - Compliance Scenario | [17 empty] | System | #N/A | [21 empty] | 0 | 0 | 0 | 0 | 0 | 0 | 0 | 0 | 0 | 0 | 0 | 0 | 0 | 0 | 0 | 0 | 0 | 0 | 0 | 0 | 0 | 0 | 0 | 0 | 0 | 0 | 0 | 0 | 0
SCE Total Roll-up E3 Calculator - No Carbon Adder - Compliance Scenario | [17 empty] | System | #N/A | [21 empty] | 0 | 0 | 0 | 0 | 0 | 0 | 0 | 0 | 0 | 0 | 0 | 0 | 0 | 0 | 0 | 0 | 0 | 0 | 0 | 0 | 0 | 0 | 0 | 0 | 0 | 0 | 0 | 0 | 0
SCE Total Roll-up E3 Calculator - No Carbon Adder - Compliance Scenario | [17 empty] | System | #N/A | [21 empty] | 0 | 0 | 0 | 0 | 0 | 0 | 0 | 0 | 0 | 0 | 0 | 0 | 0 | 0 | 0 | 0 | 0 | 0 | 0 | 0 | 0 | 0 | 0 | 0 | 0 | 0 | 0 | 0 | 0
SCE Total Roll-up E3 Calculator - No Carbon Adder - Compliance Scenario | [17 empty] | System | #N/A | [21 empty] | 0 | 0 | 0 | 0 | 0 | 0 | 0 | 0 | 0 | 0 | 0 | 0 | 0 | 0 | 0 | 0 | 0 | 0 | 0 | 0 | 0 | 0 | 0 | 0 | 0 | 0 | 0 | 0 | 0
SCE Total Roll-up E3 Calculator - No Carbon Adder - Compliance Scenario | [17 empty] | System | #N/A | [21 empty] | 0 | 0 | 0 | 0 | 0 | 0 | 0 | 0 | 0 | 0 | 0 | 0 | 0 | 0 | 0 | 0 | 0 | 0 | 0 | 0 | 0 | 0 | 0 | 0 | 0 | 0 | 0 | 0 | 0
SCE Total Roll-up E3 Calculator - No Carbon Adder - Compliance Scenario | [17 empty] | System | #N/A | [21 empty] | 0 | 0 | 0 | 0 | 0 | 0 | 0 | 0 | 0 | 0 | 0 | 0 | 0 | 0 | 0 | 0 | 0 | 0 | 0 | 0 | 0 | 0 | 0 | 0 | 0 | 0 | 0 | 0 | 0
SCE Total Roll-up E3 Calculator - No Carbon Adder - Compliance Scenario | [17 empty] | System | #N/A | [21 empty] | 0 | 0 | 0 | 0 | 0 | 0 | 0 | 0 | 0 | 0 | 0 | 0 | 0 | 0 | 0 | 0 | 0 | 0 | 0 | 0 | 0 | 0 | 0 | 0 | 0 | 0 | 0 | 0 | 0
SCE Total Roll-up E3 Calculator - No Carbon Adder - Compliance Scenario | [17 empty] | System | #N/A | [21 empty] | 0 | 0 | 0 | 0 | 0 | 0 | 0 | 0 | 0 | 0 | 0 | 0 | 0 | 0 | 0 | 0 | 0 | 0 | 0 | 0 | 0 | 0 | 0 | 0 | 0 | 0 | 0 | 0 | 0
SCE Total Roll-up E3 Calculator - No Carbon Adder - Compliance Scenario | [17 empty] | System | #N/A | [21 empty] | 0 | 0 | 0 | 0 | 0 | 0 | 0 | 0 | 0 | 0 | 0 | 0 | 0 | 0 | 0 | 0 | 0 | 0 | 0 | 0 | 0 | 0 | 0 | 0 | 0 | 0 | 0 | 0 | 0
SCE Total Roll-up E3 Calculator - No Carbon Adder - Compliance Scenario | [17 empty] | System | #N/A | [21 empty] | 0 | 0 | 0 | 0 | 0 | 0 | 0 | 0 | 0 | 0 | 0 | 0 | 0 | 0 | 0 | 0 | 0 | 0 | 0 | 0 | 0 | 0 | 0 | 0 | 0 | 0 | 0 | 0 | 0
SCE Total Roll-up E3 Calculator - No Carbon Adder - Compliance Scenario | [17 empty] | System | #N/A | [21 empty] | 0 | 0 | 0 | 0 | 0 | 0 | 0 | 0 | 0 | 0 | 0 | 0 | 0 | 0 | 0 | 0 | 0 | 0 | 0 | 0 | 0 | 0 | 0 | 0 | 0 | 0 | 0 | 0 | 0
SCE Total Roll-up E3 Calculator - No Carbon Adder - Compliance Scenario | [17 empty] | System | #N/A | [21 empty] | 0 | 0 | 0 | 0 | 0 | 0 | 0 | 0 | 0 | 0 | 0 | 0 | 0 | 0 | 0 | 0 | 0 | 0 | 0 | 0 | 0 | 0 | 0 | 0 | 0 | 0 | 0 | 0 | 0
SCE Total Roll-up E3 Calculator - No Carbon Adder - Compliance Scenario | [17 empty] | System | #N/A | [21 empty] | 0 | 0 | 0 | 0 | 0 | 0 | 0 | 0 | 0 | 0 | 0 | 0 | 0 | 0 | 0 | 0 | 0 | 0 | 0 | 0 | 0 | 0 | 0 | 0 | 0 | 0 | 0 | 0 | 0
SCE Total Roll-up E3 Calculator - No Carbon Adder - Compliance Scenario | [17 empty] | System | #N/A | [21 empty] | 0 | 0 | 0 | 0 | 0 | 0 | 0 | 0 | 0 | 0 | 0 | 0 | 0 | 0 | 0 | 0 | 0 | 0 | 0 | 0 | 0 | 0 | 0 | 0 | 0 | 0 | 0 | 0 | 0
SCE Total Roll-up E3 Calculator - No Carbon Adder - Compliance Scenario | [17 empty] | System | #N/A | [21 empty] | 0 | 0 | 0 | 0 | 0 | 0 | 0 | 0 | 0 | 0 | 0 | 0 | 0 | 0 | 0 | 0 | 0 | 0 | 0 | 0 | 0 | 0 | 0 | 0 | 0 | 0 | 0 | 0 | 0
SCE Total Roll-up E3 Calculator - No Carbon Adder - Compliance Scenario | [17 empty] | System | #N/A | [21 empty] | 0 | 0 | 0 | 0 | 0 | 0 | 0 | 0 | 0 | 0 | 0 | 0 | 0 | 0 | 0 | 0 | 0 | 0 | 0 | 0 | 0 | 0 | 0 | 0 | 0 | 0 | 0 | 0 | 0
SCE Total Roll-up E3 Calculator - No Carbon Adder - Compliance Scenario | [17 empty] | System | #N/A | [21 empty] | 0 | 0 | 0 | 0 | 0 | 0 | 0 | 0 | 0 | 0 | 0 | 0 | 0 | 0 | 0 | 0 | 0 | 0 | 0 | 0 | 0 | 0 | 0 | 0 | 0 | 0 | 0 | 0 | 0
SCE Total Roll-up E3 Calculator - No Carbon Adder - Compliance Scenario | [17 empty] | System | #N/A | [21 empty] | 0 | 0 | 0 | 0 | 0 | 0 | 0 | 0 | 0 | 0 | 0 | 0 | 0 | 0 | 0 | 0 | 0 | 0 | 0 | 0 | 0 | 0 | 0 | 0 | 0 | 0 | 0 | 0 | 0
SCE Total Roll-up E3 Calculator - No Carbon Adder - Compliance Scenario | [17 empty] | System | #N/A | [21 empty] | 0 | 0 | 0 | 0 | 0 | 0 | 0 | 0 | 0 | 0 | 0 | 0 | 0 | 0 | 0 | 0 | 0 | 0 | 0 | 0 | 0 | 0 | 0 | 0 | 0 | 0 | 0 | 0 | 0
SCE Total Roll-up E3 Calculator - No Carbon Adder - Compliance Scenario | [17 empty] | System | #N/A | [21 empty] | 0 | 0 | 0 | 0 | 0 | 0 | 0 | 0 | 0 | 0 | 0 | 0 | 0 | 0 | 0 | 0 | 0 | 0 | 0 | 0 | 0 | 0 | 0 | 0 | 0 | 0 | 0 | 0 | 0
SCE Total Roll-up E3 Calculator - No Carbon Adder - Compliance Scenario | [17 empty] | System | #N/A | [21 empty] | 0 | 0 | 0 | 0 | 0 | 0 | 0 | 0 | 0 | 0 | 0 | 0 | 0 | 0 | 0 | 0 | 0 | 0 | 0 | 0 | 0 | 0 | 0 | 0 | 0 | 0 | 0 | 0 | 0
SCE Total Roll-up E3 Calculator - No Carbon Adder - Compliance Scenario | [17 empty] | System | #N/A | [21 empty] | 0 | 0 | 0 | 0 | 0 | 0 | 0 | 0 | 0 | 0 | 0 | 0 | 0 | 0 | 0 | 0 | 0 | 0 | 0 | 0 | 0 | 0 | 0 | 0 | 0 | 0 | 0 | 0 | 0
SCE Total Roll-up E3 Calculator - No Carbon Adder - Compliance Scenario | [17 empty] | System | #N/A | [21 empty] | 0 | 0 | 0 | 0 | 0 | 0 | 0 | 0 | 0 | 0 | 0 | 0 | 0 | 0 | 0 | 0 | 0 | 0 | 0 | 0 | 0 | 0 | 0 | 0 | 0 | 0 | 0 | 0 | 0
SCE Total Roll-up E3 Calculator - No Carbon Adder - Compliance Scenario | [17 empty] | System | #N/A | [21 empty] | 0 | 0 | 0 | 0 | 0 | 0 | 0 | 0 | 0 | 0 | 0 | 0 | 0 | 0 | 0 | 0 | 0 | 0 | 0 | 0 | 0 | 0 | 0 | 0 | 0 | 0 | 0 | 0 | 0
SCE Total Roll-up E3 Calculator - No Carbon Adder - Compliance Scenario | [17 empty] | System | #N/A | [21 empty] | 0 | 0 | 0 | 0 | 0 | 0 | 0 | 0 | 0 | 0 | 0 | 0 | 0 | 0 | 0 | 0 | 0 | 0 | 0 | 0 | 0 | 0 | 0 | 0 | 0 | 0 | 0 | 0 | 0
SCE Total Roll-up E3 Calculator - No Carbon Adder - Compliance Scenario | [17 empty] | System | #N/A | [21 empty] | 0 | 0 | 0 | 0 | 0 | 0 | 0 | 0 | 0 | 0 | 0 | 0 | 0 | 0 | 0 | 0 | 0 | 0 | 0 | 0 | 0 | 0 | 0 | 0 | 0 | 0 | 0 | 0 | 0
SCE Total Roll-up E3 Calculator - No Carbon Adder - Compliance Scenario | [17 empty] | System | #N/A | [21 empty] | 0 | 0 | 0 | 0 | 0 | 0 | 0 | 0 | 0 | 0 | 0 | 0 | 0 | 0 | 0 | 0 | 0 | 0 | 0 | 0 | 0 | 0 | 0 | 0 | 0 | 0 | 0 | 0 | 0
SCE Total Roll-up E3 Calculator - No Carbon Adder - Compliance Scenario | [17 empty] | System | #N/A | [21 empty] | 0 | 0 | 0 | 0 | 0 | 0 | 0 | 0 | 0 | 0 | 0 | 0 | 0 | 0 | 0 | 0 | 0 | 0 | 0 | 0 | 0 | 0 | 0 | 0 | 0 | 0 | 0 | 0 | 0
SCE Total Roll-up E3 Calculator - No Carbon Adder - Compliance Scenario | [17 empty] | System | #N/A | [21 empty] | 0 | 0 | 0 | 0 | 0 | 0 | 0 | 0 | 0 | 0 | 0 | 0 | 0 | 0 | 0 | 0 | 0 | 0 | 0 | 0 | 0 | 0 | 0 | 0 | 0 | 0 | 0 | 0 | 0
SCE Total Roll-up E3 Calculator - No Carbon Adder - Compliance Scenario | [17 empty] | System | #N/A | [21 empty] | 0 | 0 | 0 | 0 | 0 | 0 | 0 | 0 | 0 | 0 | 0 | 0 | 0 | 0 | 0 | 0 | 0 | 0 | 0 | 0 | 0 | 0 | 0 | 0 | 0 | 0 | 0 | 0 | 0
SCE Total Roll-up E3 Calculator - No Carbon Adder - Compliance Scenario | [17 empty] | System | #N/A | [21 empty] | 0 | 0 | 0 | 0 | 0 | 0 | 0 | 0 | 0 | 0 | 0 | 0 | 0 | 0 | 0 | 0 | 0 | 0 | 0 | 0 | 0 | 0 | 0 | 0 | 0 | 0 | 0 | 0 | 0
SCE Total Roll-up E3 Calculator - No Carbon Adder - Compliance Scenario | [17 empty] | System | #N/A | [21 empty] | 0 | 0 | 0 | 0 | 0 | 0 | 0 | 0 | 0 | 0 | 0 | 0 | 0 | 0 | 0 | 0 | 0 | 0 | 0 | 0 | 0 | 0 | 0 | 0 | 0 | 0 | 0 | 0 | 0
SCE Total Roll-up E3 Calculator - No Carbon Adder - Compliance Scenario | [17 empty] | System | #N/A | [21 empty] | 0 | 0 | 0 | 0 | 0 | 0 | 0 | 0 | 0 | 0 | 0 | 0 | 0 | 0 | 0 | 0 | 0 | 0 | 0 | 0 | 0 | 0 | 0 | 0 | 0 | 0 | 0 | 0 | 0
SCE Total Roll-up E3 Calculator - No Carbon Adder - Compliance Scenario | [17 empty] | System | #N/A | [21 empty] | 0 | 0 | 0 | 0 | 0 | 0 | 0 | 0 | 0 | 0 | 0 | 0 | 0 | 0 | 0 | 0 | 0 | 0 | 0 | 0 | 0 | 0 | 0 | 0 | 0 | 0 | 0 | 0 | 0
SCE Total Roll-up E3 Calculator - No Carbon Adder - Compliance Scenario | [17 empty] | System | #N/A | [21 empty] | 0 | 0 | 0 | 0 | 0 | 0 | 0 | 0 | 0 | 0 | 0 | 0 | 0 | 0 | 0 | 0 | 0 | 0 | 0 | 0 | 0 | 0 | 0 | 0 | 0 | 0 | 0 | 0 | 0
SCE Total Roll-up E3 Calculator - No Carbon Adder - Compliance Scenario | [17 empty] | System | #N/A | [21 empty] | 0 | 0 | 0 | 0 | 0 | 0 | 0 | 0 | 0 | 0 | 0 | 0 | 0 | 0 | 0 | 0 | 0 | 0 | 0 | 0 | 0 | 0 | 0 | 0 | 0 | 0 | 0 | 0 | 0
SCE Total Roll-up E3 Calculator - No Carbon Adder - Compliance Scenario | [17 empty] | System | #N/A | [21 empty] | 0 | 0 | 0 | 0 | 0 | 0 | 0 | 0 | 0 | 0 | 0 | 0 | 0 | 0 | 0 | 0 | 0 | 0 | 0 | 0 | 0 | 0 | 0 | 0 | 0 | 0 | 0 | 0 | 0
SCE Total Roll-up E3 Calculator - No Carbon Adder - Compliance Scenario | [17 empty] | System | #N/A | [21 empty] | 0 | 0 | 0 | 0 | 0 | 0 | 0 | 0 | 0 | 0 | 0 | 0 | 0 | 0 | 0 | 0 | 0 | 0 | 0 | 0 | 0 | 0 | 0 | 0 | 0 | 0 | 0 | 0 | 0
SCE Total Roll-up E3 Calculator - No Carbon Adder - Compliance Scenario | [17 empty] | System | #N/A | [21 empty] | 0 | 0 | 0 | 0 | 0 | 0 | 0 | 0 | 0 | 0 | 0 | 0 | 0 | 0 | 0 | 0 | 0 | 0 | 0 | 0 | 0 | 0 | 0 | 0 | 0 | 0 | 0 | 0 | 0
SCE Total Roll-up E3 Calculator - No Carbon Adder - Compliance Scenario | [17 empty] | System | #N/A | [21 empty] | 0 | 0 | 0 | 0 | 0 | 0 | 0 | 0 | 0 | 0 | 0 | 0 | 0 | 0 | 0 | 0 | 0 | 0 | 0 | 0 | 0 | 0 | 0 | 0 | 0 | 0 | 0 | 0 | 0
SCE Total Roll-up E3 Calculator - No Carbon Adder - Compliance Scenario | [17 empty] | System | #N/A | [21 empty] | 0 | 0 | 0 | 0 | 0 | 0 | 0 | 0 | 0 | 0 | 0 | 0 | 0 | 0 | 0 | 0 | 0 | 0 | 0 | 0 | 0 | 0 | 0 | 0 | 0 | 0 | 0 | 0 | 0
SCE Total Roll-up E3 Calculator - No Carbon Adder - Compliance Scenario | [17 empty] | System | #N/A | [21 empty] | 0 | 0 | 0 | 0 | 0 | 0 | 0 | 0 | 0 | 0 | 0 | 0 | 0 | 0 | 0 | 0 | 0 | 0 | 0 | 0 | 0 | 0 | 0 | 0 | 0 | 0 | 0 | 0 | 0
SCE Total Roll-up E3 Calculator - No Carbon Adder - Compliance Scenario | [17 empty] | System | #N/A | [21 empty] | 0 | 0 | 0 | 0 | 0 | 0 | 0 | 0 | 0 | 0 | 0 | 0 | 0 | 0 | 0 | 0 | 0 | 0 | 0 | 0 | 0 | 0 | 0 | 0 | 0 | 0 | 0 | 0 | 0
SCE Total Roll-up E3 Calculator - No Carbon Adder - Compliance Scenario | [17 empty] | System | #N/A | [21 empty] | 0 | 0 | 0 | 0 | 0 | 0 | 0 | 0 | 0 | 0 | 0 | 0 | 0 | 0 | 0 | 0 | 0 | 0 | 0 | 0 | 0 | 0 | 0 | 0 | 0 | 0 | 0 | 0 | 0
SCE Total Roll-up E3 Calculator - No Carbon Adder - Compliance Scenario | [17 empty] | System | #N/A | [21 empty] | 0 | 0 | 0 | 0 | 0 | 0 | 0 | 0 | 0 | 0 | 0 | 0 | 0 | 0 | 0 | 0 | 0 | 0 | 0 | 0 | 0 | 0 | 0 | 0 | 0 | 0 | 0 | 0 | 0
SCE Total Roll-up E3 Calculator - No Carbon Adder - Compliance Scenario | [17 empty] | System | #N/A | [21 empty] | 0 | 0 | 0 | 0 | 0 | 0 | 0 | 0 | 0 | 0 | 0 | 0 | 0 | 0 | 0 | 0 | 0 | 0 | 0 | 0 | 0 | 0 | 0 | 0 | 0 | 0 | 0 | 0 | 0
SCE Total Roll-up E3 Calculator - No Carbon Adder - Compliance Scenario | [17 empty] | System | #N/A | [21 empty] | 0 | 0 | 0 | 0 | 0 | 0 | 0 | 0 | 0 | 0 | 0 | 0 | 0 | 0 | 0 | 0 | 0 | 0 | 0 | 0 | 0 | 0 | 0 | 0 | 0 | 0 | 0 | 0 | 0
SCE Total Roll-up E3 Calculator - No Carbon Adder - Compliance Scenario | [17 empty] | System | #N/A | [21 empty] | 0 | 0 | 0 | 0 | 0 | 0 | 0 | 0 | 0 | 0 | 0 | 0 | 0 | 0 | 0 | 0 | 0 | 0 | 0 | 0 | 0 | 0 | 0 | 0 | 0 | 0 | 0 | 0 | 0
SCE Total Roll-up E3 Calculator - No Carbon Adder - Compliance Scenario | [17 empty] | System | #N/A | [21 empty] | 0 | 0 | 0 | 0 | 0 | 0 | 0 | 0 | 0 | 0 | 0 | 0 | 0 | 0 | 0 | 0 | 0 | 0 | 0 | 0 | 0 | 0 | 0 | 0 | 0 | 0 | 0 | 0 | 0
SCE Total Roll-up E3 Calculator - No Carbon Adder - Compliance Scenario | [17 empty] | System | #N/A | [21 empty] | 0 | 0 | 0 | 0 | 0 | 0 | 0 | 0 | 0 | 0 | 0 | 0 | 0 | 0 | 0 | 0 | 0 | 0 | 0 | 0 | 0 | 0 | 0 | 0 | 0 | 0 | 0 | 0 | 0
SCE Total Roll-up E3 Calculator - No Carbon Adder - Compliance Scenario | [17 empty] | System | #N/A | [21 empty] | 0 | 0 | 0 | 0 | 0 | 0 | 0 | 0 | 0 | 0 | 0 | 0 | 0 | 0 | 0 | 0 | 0 | 0 | 0 | 0 | 0 | 0 | 0 | 0 | 0 | 0 | 0 | 0 | 0
SCE Total Roll-up E3 Calculator - No Carbon Adder - Compliance Scenario | [17 empty] | System | #N/A | [21 empty] | 0 | 0 | 0 | 0 | 0 | 0 | 0 | 0 | 0 | 0 | 0 | 0 | 0 | 0 | 0 | 0 | 0 | 0 | 0 | 0 | 0 | 0 | 0 | 0 | 0 | 0 | 0 | 0 | 0
SCE Total Roll-up E3 Calculator - No Carbon Adder - Compliance Scenario | [17 empty] | System | #N/A | [21 empty] | 0 | 0 | 0 | 0 | 0 | 0 | 0 | 0 | 0 | 0 | 0 | 0 | 0 | 0 | 0 | 0 | 0 | 0 | 0 | 0 | 0 | 0 | 0 | 0 | 0 | 0 | 0 | 0 | 0
SCE Total Roll-up E3 Calculator - No Carbon Adder - Compliance Scenario | [17 empty] | System | #N/A | [21 empty] | 0 | 0 | 0 | 0 | 0 | 0 | 0 | 0 | 0 | 0 | 0 | 0 | 0 | 0 | 0 | 0 | 0 | 0 | 0 | 0 | 0 | 0 | 0 | 0 | 0 | 0 | 0 | 0 | 0
SCE Total Roll-up E3 Calculator - No Carbon Adder - Compliance Scenario | [17 empty] | System | #N/A | [21 empty] | 0 | 0 | 0 | 0 | 0 | 0 | 0 | 0 | 0 | 0 | 0 | 0 | 0 | 0 | 0 | 0 | 0 | 0 | 0 | 0 | 0 | 0 | 0 | 0 | 0 | 0 | 0 | 0 | 0
SCE Total Roll-up E3 Calculator - No Carbon Adder - Compliance Scenario | [17 empty] | System | #N/A | [21 empty] | 0 | 0 | 0 | 0 | 0 | 0 | 0 | 0 | 0 | 0 | 0 | 0 | 0 | 0 | 0 | 0 | 0 | 0 | 0 | 0 | 0 | 0 | 0 | 0 | 0 | 0 | 0 | 0 | 0
SCE Total Roll-up E3 Calculator - No Carbon Adder - Compliance Scenario | [17 empty] | System | #N/A | [21 empty] | 0 | 0 | 0 | 0 | 0 | 0 | 0 | 0 | 0 | 0 | 0 | 0 | 0 | 0 | 0 | 0 | 0 | 0 | 0 | 0 | 0 | 0 | 0 | 0 | 0 | 0 | 0 | 0 | 0
SCE Total Roll-up E3 Calculator - No Carbon Adder - Compliance Scenario | [17 empty] | System | #N/A | [21 empty] | 0 | 0 | 0 | 0 | 0 | 0 | 0 | 0 | 0 | 0 | 0 | 0 | 0 | 0 | 0 | 0 | 0 | 0 | 0 | 0 | 0 | 0 | 0 | 0 | 0 | 0 | 0 | 0 | 0
SCE Total Roll-up E3 Calculator - No Carbon Adder - Compliance Scenario | [17 empty] | System | #N/A | [21 empty] | 0 | 0 | 0 | 0 | 0 | 0 | 0 | 0 | 0 | 0 | 0 | 0 | 0 | 0 | 0 | 0 | 0 | 0 | 0 | 0 | 0 | 0 | 0 | 0 | 0 | 0 | 0 | 0 | 0
SCE Total Roll-up E3 Calculator - No Carbon Adder - Compliance Scenario | [17 empty] | System | #N/A | [21 empty] | 0 | 0 | 0 | 0 | 0 | 0 | 0 | 0 | 0 | 0 | 0 | 0 | 0 | 0 | 0 | 0 | 0 | 0 | 0 | 0 | 0 | 0 | 0 | 0 | 0 | 0 | 0 | 0 | 0
SCE Total Roll-up E3 Calculator - No Carbon Adder - Compliance Scenario | [17 empty] | System | #N/A | [21 empty] | 0 | 0 | 0 | 0 | 0 | 0 | 0 | 0 | 0 | 0 | 0 | 0 | 0 | 0 | 0 | 0 | 0 | 0 | 0 | 0 | 0 | 0 | 0 | 0 | 0 | 0 | 0 | 0 | 0
SCE Total Roll-up E3 Calculator - No Carbon Adder - Compliance Scenario | [17 empty] | System | #N/A | [21 empty] | 0 | 0 | 0 | 0 | 0 | 0 | 0 | 0 | 0 | 0 | 0 | 0 | 0 | 0 | 0 | 0 | 0 | 0 | 0 | 0 | 0 | 0 | 0 | 0 | 0 | 0 | 0 | 0 | 0
SCE Total Roll-up E3 Calculator - No Carbon Adder - Compliance Scenario | [17 empty] | System | #N/A | [21 empty] | 0 | 0 | 0 | 0 | 0 | 0 | 0 | 0 | 0 | 0 | 0 | 0 | 0 | 0 | 0 | 0 | 0 | 0 | 0 | 0 | 0 | 0 | 0 | 0 | 0 | 0 | 0 | 0 | 0
SCE Total Roll-up E3 Calculator - No Carbon Adder - Compliance Scenario | [17 empty] | System | #N/A | [21 empty] | 0 | 0 | 0 | 0 | 0 | 0 | 0 | 0 | 0 | 0 | 0 | 0 | 0 | 0 | 0 | 0 | 0 | 0 | 0 | 0 | 0 | 0 | 0 | 0 | 0 | 0 | 0 | 0 | 0
SCE Total Roll-up E3 Calculator - No Carbon Adder - Compliance Scenario | [17 empty] | System | #N/A | [21 empty] | 0 | 0 | 0 | 0 | 0 | 0 | 0 | 0 | 0 | 0 | 0 | 0 | 0 | 0 | 0 | 0 | 0 | 0 | 0 | 0 | 0 | 0 | 0 | 0 | 0 | 0 | 0 | 0 | 0
SCE Total Roll-up E3 Calculator - No Carbon Adder - Compliance Scenario | [17 empty] | System | #N/A | [21 empty] | 0 | 0 | 0 | 0 | 0 | 0 | 0 | 0 | 0 | 0 | 0 | 0 | 0 | 0 | 0 | 0 | 0 | 0 | 0 | 0 | 0 | 0 | 0 | 0 | 0 | 0 | 0 | 0 | 0
SCE Total Roll-up E3 Calculator - No Carbon Adder - Compliance Scenario | [17 empty] | System | #N/A | [21 empty] | 0 | 0 | 0 | 0 | 0 | 0 | 0 | 0 | 0 | 0 | 0 | 0 | 0 | 0 | 0 | 0 | 0 | 0 | 0 | 0 | 0 | 0 | 0 | 0 | 0 | 0 | 0 | 0 | 0
SCE Total Roll-up E3 Calculator - No Carbon Adder - Compliance Scenario | [17 empty] | System | #N/A | [21 empty] | 0 | 0 | 0 | 0 | 0 | 0 | 0 | 0 | 0 | 0 | 0 | 0 | 0 | 0 | 0 | 0 | 0 | 0 | 0 | 0 | 0 | 0 | 0 | 0 | 0 | 0 | 0 | 0 | 0
SCE Total Roll-up E3 Calculator - No Carbon Adder - Compliance Scenario | [17 empty] | System | #N/A | [21 empty] | 0 | 0 | 0 | 0 | 0 | 0 | 0 | 0 | 0 | 0 | 0 | 0 | 0 | 0 | 0 | 0 | 0 | 0 | 0 | 0 | 0 | 0 | 0 | 0 | 0 | 0 | 0 | 0 | 0
SCE Total Roll-up E3 Calculator - No Carbon Adder - Compliance Scenario | [17 empty] | System | #N/A | [21 empty] | 0 | 0 | 0 | 0 | 0 | 0 | 0 | 0 | 0 | 0 | 0 | 0 | 0 | 0 | 0 | 0 | 0 | 0 | 0 | 0 | 0 | 0 | 0 | 0 | 0 | 0 | 0 | 0 | 0
SCE Total Roll-up E3 Calculator - No Carbon Adder - Compliance Scenario | [17 empty] | System | #N/A | [21 empty] | 0 | 0 | 0 | 0 | 0 | 0 | 0 | 0 | 0 | 0 | 0 | 0 | 0 | 0 | 0 | 0 | 0 | 0 | 0 | 0 | 0 | 0 | 0 | 0 | 0 | 0 | 0 | 0 | 0
SCE Total Roll-up E3 Calculator - No Carbon Adder - Compliance Scenario | [17 empty] | System | #N/A | [21 empty] | 0 | 0 | 0 | 0 | 0 | 0 | 0 | 0 | 0 | 0 | 0 | 0 | 0 | 0 | 0 | 0 | 0 | 0 | 0 | 0 | 0 | 0 | 0 | 0 | 0 | 0 | 0 | 0 | 0
SCE Total Roll-up E3 Calculator - No Carbon Adder - Compliance Scenario | [17 empty] | System | #N/A | [21 empty] | 0 | 0 | 0 | 0 | 0 | 0 | 0 | 0 | 0 | 0 | 0 | 0 | 0 | 0 | 0 | 0 | 0 | 0 | 0 | 0 | 0 | 0 | 0 | 0 | 0 | 0 | 0 | 0 | 0
SCE Total Roll-up E3 Calculator - No Carbon Adder - Compliance Scenario | [17 empty] | System | #N/A | [21 empty] | 0 | 0 | 0 | 0 | 0 | 0 | 0 | 0 | 0 | 0 | 0 | 0 | 0 | 0 | 0 | 0 | 0 | 0 | 0 | 0 | 0 | 0 | 0 | 0 | 0 | 0 | 0 | 0 | 0
SCE Total Roll-up E3 Calculator - No Carbon Adder - Compliance Scenario | [17 empty] | System | #N/A | [21 empty] | 0 | 0 | 0 | 0 | 0 | 0 | 0 | 0 | 0 | 0 | 0 | 0 | 0 | 0 | 0 | 0 | 0 | 0 | 0 | 0 | 0 | 0 | 0 | 0 | 0 | 0 | 0 | 0 | 0
SCE Total Roll-up E3 Calculator - No Carbon Adder - Compliance Scenario | [17 empty] | System | #N/A | [21 empty] | 0 | 0 | 0 | 0 | 0 | 0 | 0 | 0 | 0 | 0 | 0 | 0 | 0 | 0 | 0 | 0 | 0 | 0 | 0 | 0 | 0 | 0 | 0 | 0 | 0 | 0 | 0 | 0 | 0
SCE Total Roll-up E3 Calculator - No Carbon Adder - Compliance Scenario | [17 empty] | System | #N/A | [21 empty] | 0 | 0 | 0 | 0 | 0 | 0 | 0 | 0 | 0 | 0 | 0 | 0 | 0 | 0 | 0 | 0 | 0 | 0 | 0 | 0 | 0 | 0 | 0 | 0 | 0 | 0 | 0 | 0 | 0
SCE Total Roll-up E3 Calculator - No Carbon Adder - Compliance Scenario | [17 empty] | System | #N/A | [21 empty] | 0 | 0 | 0 | 0 | 0 | 0 | 0 | 0 | 0 | 0 | 0 | 0 | 0 | 0 | 0 | 0 | 0 | 0 | 0 | 0 | 0 | 0 | 0 | 0 | 0 | 0 | 0 | 0 | 0
SCE Total Roll-up E3 Calculator - No Carbon Adder - Compliance Scenario | [17 empty] | System | #N/A | [21 empty] | 0 | 0 | 0 | 0 | 0 | 0 | 0 | 0 | 0 | 0 | 0 | 0 | 0 | 0 | 0 | 0 | 0 | 0 | 0 | 0 | 0 | 0 | 0 | 0 | 0 | 0 | 0 | 0 | 0
SCE Total Roll-up E3 Calculator - No Carbon Adder - Compliance Scenario | [17 empty] | System | #N/A | [21 empty] | 0 | 0 | 0 | 0 | 0 | 0 | 0 | 0 | 0 | 0 | 0 | 0 | 0 | 0 | 0 | 0 | 0 | 0 | 0 | 0 | 0 | 0 | 0 | 0 | 0 | 0 | 0 | 0 | 0
SCE Total Roll-up E3 Calculator - No Carbon Adder - Compliance Scenario | [17 empty] | System | #N/A | [21 empty] | 0 | 0 | 0 | 0 | 0 | 0 | 0 | 0 | 0 | 0 | 0 | 0 | 0 | 0 | 0 | 0 | 0 | 0 | 0 | 0 | 0 | 0 | 0 | 0 | 0 | 0 | 0 | 0 | 0
SCE Total Roll-up E3 Calculator - No Carbon Adder - Compliance Scenario | [17 empty] | System | #N/A | [21 empty] | 0 | 0 | 0 | 0 | 0 | 0 | 0 | 0 | 0 | 0 | 0 | 0 | 0 | 0 | 0 | 0 | 0 | 0 | 0 | 0 | 0 | 0 | 0 | 0 | 0 | 0 | 0 | 0 | 0
SCE Total Roll-up E3 Calculator - No Carbon Adder - Compliance Scenario | [17 empty] | System | #N/A | [21 empty] | 0 | 0 | 0 | 0 | 0 | 0 | 0 | 0 | 0 | 0 | 0 | 0 | 0 | 0 | 0 | 0 | 0 | 0 | 0 | 0 | 0 | 0 | 0 | 0 | 0 | 0 | 0 | 0 | 0
SCE Total Roll-up E3 Calculator - No Carbon Adder - Compliance Scenario | [17 empty] | System | #N/A | [21 empty] | 0 | 0 | 0 | 0 | 0 | 0 | 0 | 0 | 0 | 0 | 0 | 0 | 0 | 0 | 0 | 0 | 0 | 0 | 0 | 0 | 0 | 0 | 0 | 0 | 0 | 0 | 0 | 0 | 0
SCE Total Roll-up E3 Calculator - No Carbon Adder - Compliance Scenario | [17 empty] | System | #N/A | [21 empty] | 0 | 0 | 0 | 0 | 0 | 0 | 0 | 0 | 0 | 0 | 0 | 0 | 0 | 0 | 0 | 0 | 0 | 0 | 0 | 0 | 0 | 0 | 0 | 0 | 0 | 0 | 0 | 0 | 0
SCE Total Roll-up E3 Calculator - No Carbon Adder - Compliance Scenario | [17 empty] | System | #N/A | [21 empty] | 0 | 0 | 0 | 0 | 0 | 0 | 0 | 0 | 0 | 0 | 0 | 0 | 0 | 0 | 0 | 0 | 0 | 0 | 0 | 0 | 0 | 0 | 0 | 0 | 0 | 0 | 0 | 0 | 0
SCE Total Roll-up E3 Calculator - No Carbon Adder - Compliance Scenario | [17 empty] | System | #N/A | [21 empty] | 0 | 0 | 0 | 0 | 0 | 0 | 0 | 0 | 0 | 0 | 0 | 0 | 0 | 0 | 0 | 0 | 0 | 0 | 0 | 0 | 0 | 0 | 0 | 0 | 0 | 0 | 0 | 0 | 0
SCE Total Roll-up E3 Calculator - No Carbon Adder - Compliance Scenario | [17 empty] | System | #N/A | [21 empty] | 0 | 0 | 0 | 0 | 0 | 0 | 0 | 0 | 0 | 0 | 0 | 0 | 0 | 0 | 0 | 0 | 0 | 0 | 0 | 0 | 0 | 0 | 0 | 0 | 0 | 0 | 0 | 0 | 0
SCE Total Roll-up E3 Calculator - No Carbon Adder - Compliance Scenario | [17 empty] | System | #N/A | [21 empty] | 0 | 0 | 0 | 0 | 0 | 0 | 0 | 0 | 0 | 0 | 0 | 0 | 0 | 0 | 0 | 0 | 0 | 0 | 0 | 0 | 0 | 0 | 0 | 0 | 0 | 0 | 0 | 0 | 0
SCE Total Roll-up E3 Calculator - No Carbon Adder - Compliance Scenario | [17 empty] | System | #N/A | [21 empty] | 0 | 0 | 0 | 0 | 0 | 0 | 0 | 0 | 0 | 0 | 0 | 0 | 0 | 0 | 0 | 0 | 0 | 0 | 0 | 0 | 0 | 0 | 0 | 0 | 0 | 0 | 0 | 0 | 0
SCE Total Roll-up E3 Calculator - No Carbon Adder - Compliance Scenario | [17 empty] | System | #N/A | [21 empty] | 0 | 0 | 0 | 0 | 0 | 0 | 0 | 0 | 0 | 0 | 0 | 0 | 0 | 0 | 0 | 0 | 0 | 0 | 0 | 0 | 0 | 0 | 0 | 0 | 0 | 0 | 0 | 0 | 0
SCE Total Roll-up E3 Calculator - No Carbon Adder - Compliance Scenario | [17 empty] | System | #N/A | [21 empty] | 0 | 0 | 0 | 0 | 0 | 0 | 0 | 0 | 0 | 0 | 0 | 0 | 0 | 0 | 0 | 0 | 0 | 0 | 0 | 0 | 0 | 0 | 0 | 0 | 0 | 0 | 0 | 0 | 0
SCE Total Roll-up E3 Calculator - No Carbon Adder - Compliance Scenario | [17 empty] | System | #N/A | [21 empty] | 0 | 0 | 0 | 0 | 0 | 0 | 0 | 0 | 0 | 0 | 0 | 0 | 0 | 0 | 0 | 0 | 0 | 0 | 0 | 0 | 0 | 0 | 0 | 0 | 0 | 0 | 0 | 0 | 0
SCE Total Roll-up E3 Calculator - No Carbon Adder - Compliance Scenario | [17 empty] | System | #N/A | [21 empty] | 0 | 0 | 0 | 0 | 0 | 0 | 0 | 0 | 0 | 0 | 0 | 0 | 0 | 0 | 0 | 0 | 0 | 0 | 0 | 0 | 0 | 0 | 0 | 0 | 0 | 0 | 0 | 0 | 0
SCE Total Roll-up E3 Calculator - No Carbon Adder - Compliance Scenario | [17 empty] | System | #N/A | [21 empty] | 0 | 0 | 0 | 0 | 0 | 0 | 0 | 0 | 0 | 0 | 0 | 0 | 0 | 0 | 0 | 0 | 0 | 0 | 0 | 0 | 0 | 0 | 0 | 0 | 0 | 0 | 0 | 0 | 0
SCE Total Roll-up E3 Calculator - No Carbon Adder - Compliance Scenario | [17 empty] | System | #N/A | [21 empty] | 0 | 0 | 0 | 0 | 0 | 0 | 0 | 0 | 0 | 0 | 0 | 0 | 0 | 0 | 0 | 0 | 0 | 0 | 0 | 0 | 0 | 0 | 0 | 0 | 0 | 0 | 0 | 0 | 0
SCE Total Roll-up E3 Calculator - No Carbon Adder - Compliance Scenario | [17 empty] | System | #N/A | [21 empty] | 0 | 0 | 0 | 0 | 0 | 0 | 0 | 0 | 0 | 0 | 0 | 0 | 0 | 0 | 0 | 0 | 0 | 0 | 0 | 0 | 0 | 0 | 0 | 0 | 0 | 0 | 0 | 0 | 0
SCE Total Roll-up E3 Calculator - No Carbon Adder - Compliance Scenario | [17 empty] | System | #N/A | [21 empty] | 0 | 0 | 0 | 0 | 0 | 0 | 0 | 0 | 0 | 0 | 0 | 0 | 0 | 0 | 0 | 0 | 0 | 0 | 0 | 0 | 0 | 0 | 0 | 0 | 0 | 0 | 0 | 0 | 0
SCE Total Roll-up E3 Calculator - No Carbon Adder - Compliance Scenario | [17 empty] | System | #N/A | [21 empty] | 0 | 0 | 0 | 0 | 0 | 0 | 0 | 0 | 0 | 0 | 0 | 0 | 0 | 0 | 0 | 0 | 0 | 0 | 0 | 0 | 0 | 0 | 0 | 0 | 0 | 0 | 0 | 0 | 0
SCE Total Roll-up E3 Calculator - No Carbon Adder - Compliance Scenario | [17 empty] | System | #N/A | [21 empty] | 0 | 0 | 0 | 0 | 0 | 0 | 0 | 0 | 0 | 0 | 0 | 0 | 0 | 0 | 0 | 0 | 0 | 0 | 0 | 0 | 0 | 0 | 0 | 0 | 0 | 0 | 0 | 0 | 0
SCE Total Roll-up E3 Calculator - No Carbon Adder - Compliance Scenario | [17 empty] | System | #N/A | [21 empty] | 0 | 0 | 0 | 0 | 0 | 0 | 0 | 0 | 0 | 0 | 0 | 0 | 0 | 0 | 0 | 0 | 0 | 0 | 0 | 0 | 0 | 0 | 0 | 0 | 0 | 0 | 0 | 0 | 0
SCE Total Roll-up E3 Calculator - No Carbon Adder - Compliance Scenario | [17 empty] | System | #N/A | [21 empty] | 0 | 0 | 0 | 0 | 0 | 0 | 0 | 0 | 0 | 0 | 0 | 0 | 0 | 0 | 0 | 0 | 0 | 0 | 0 | 0 | 0 | 0 | 0 | 0 | 0 | 0 | 0 | 0 | 0
SCE Total Roll-up E3 Calculator - No Carbon Adder - Compliance Scenario | [17 empty] | System | #N/A | [21 empty] | 0 | 0 | 0 | 0 | 0 | 0 | 0 | 0 | 0 | 0 | 0 | 0 | 0 | 0 | 0 | 0 | 0 | 0 | 0 | 0 | 0 | 0 | 0 | 0 | 0 | 0 | 0 | 0 | 0
SCE Total Roll-up E3 Calculator - No Carbon Adder - Compliance Scenario | [17 empty] | System | #N/A | [21 empty] | 0 | 0 | 0 | 0 | 0 | 0 | 0 | 0 | 0 | 0 | 0 | 0 | 0 | 0 | 0 | 0 | 0 | 0 | 0 | 0 | 0 | 0 | 0 | 0 | 0 | 0 | 0 | 0 | 0
SCE Total Roll-up E3 Calculator - No Carbon Adder - Compliance Scenario | [17 empty] | System | #N/A | [21 empty] | 0 | 0 | 0 | 0 | 0 | 0 | 0 | 0 | 0 | 0 | 0 | 0 | 0 | 0 | 0 | 0 | 0 | 0 | 0 | 0 | 0 | 0 | 0 | 0 | 0 | 0 | 0 | 0 | 0
SCE Total Roll-up E3 Calculator - No Carbon Adder - Compliance Scenario | [17 empty] | System | #N/A | [21 empty] | 0 | 0 | 0 | 0 | 0 | 0 | 0 | 0 | 0 | 0 | 0 | 0 | 0 | 0 | 0 | 0 | 0 | 0 | 0 | 0 | 0 | 0 | 0 | 0 | 0 | 0 | 0 | 0 | 0
SCE Total Roll-up E3 Calculator - No Carbon Adder - Compliance Scenario | [17 empty] | System | #N/A | [21 empty] | 0 | 0 | 0 | 0 | 0 | 0 | 0 | 0 | 0 | 0 | 0 | 0 | 0 | 0 | 0 | 0 | 0 | 0 | 0 | 0 | 0 | 0 | 0 | 0 | 0 | 0 | 0 | 0 | 0
SCE Total Roll-up E3 Calculator - No Carbon Adder - Compliance Scenario | [17 empty] | System | #N/A | [21 empty] | 0 | 0 | 0 | 0 | 0 | 0 | 0 | 0 | 0 | 0 | 0 | 0 | 0 | 0 | 0 | 0 | 0 | 0 | 0 | 0 | 0 | 0 | 0 | 0 | 0 | 0 | 0 | 0 | 0
SCE Total Roll-up E3 Calculator - No Carbon Adder - Compliance Scenario | [17 empty] | System | #N/A | [21 empty] | 0 | 0 | 0 | 0 | 0 | 0 | 0 | 0 | 0 | 0 | 0 | 0 | 0 | 0 | 0 | 0 | 0 | 0 | 0 | 0 | 0 | 0 | 0 | 0 | 0 | 0 | 0 | 0 | 0
SCE Total Roll-up E3 Calculator - No Carbon Adder - Compliance Scenario | [17 empty] | System | #N/A | [21 empty] | 0 | 0 | 0 | 0 | 0 | 0 | 0 | 0 | 0 | 0 | 0 | 0 | 0 | 0 | 0 | 0 | 0 | 0 | 0 | 0 | 0 | 0 | 0 | 0 | 0 | 0 | 0 | 0 | 0
SCE Total Roll-up E3 Calculator - No Carbon Adder - Compliance Scenario | [17 empty] | System | #N/A | [21 empty] | 0 | 0 | 0 | 0 | 0 | 0 | 0 | 0 | 0 | 0 | 0 | 0 | 0 | 0 | 0 | 0 | 0 | 0 | 0 | 0 | 0 | 0 | 0 | 0 | 0 | 0 | 0 | 0 | 0
SCE Total Roll-up E3 Calculator - No Carbon Adder - Compliance Scenario | [17 empty] | System | #N/A | [21 empty] | 0 | 0 | 0 | 0 | 0 | 0 | 0 | 0 | 0 | 0 | 0 | 0 | 0 | 0 | 0 | 0 | 0 | 0 | 0 | 0 | 0 | 0 | 0 | 0 | 0 | 0 | 0 | 0 | 0
SCE Total Roll-up E3 Calculator - No Carbon Adder - Compliance Scenario | [17 empty] | System | #N/A | [21 empty] | 0 | 0 | 0 | 0 | 0 | 0 | 0 | 0 | 0 | 0 | 0 | 0 | 0 | 0 | 0 | 0 | 0 | 0 | 0 | 0 | 0 | 0 | 0 | 0 | 0 | 0 | 0 | 0 | 0
SCE Total Roll-up E3 Calculator - No Carbon Adder - Compliance Scenario | [17 empty] | System | #N/A | [21 empty] | 0 | 0 | 0 | 0 | 0 | 0 | 0 | 0 | 0 | 0 | 0 | 0 | 0 | 0 | 0 | 0 | 0 | 0 | 0 | 0 | 0 | 0 | 0 | 0 | 0 | 0 | 0 | 0 | 0
SCE Total Roll-up E3 Calculator - No Carbon Adder - Compliance Scenario | [17 empty] | System | #N/A | [21 empty] | 0 | 0 | 0 | 0 | 0 | 0 | 0 | 0 | 0 | 0 | 0 | 0 | 0 | 0 | 0 | 0 | 0 | 0 | 0 | 0 | 0 | 0 | 0 | 0 | 0 | 0 | 0 | 0 | 0
SCE Total Roll-up E3 Calculator - No Carbon Adder - Compliance Scenario | [17 empty] | System | #N/A | [21 empty] | 0 | 0 | 0 | 0 | 0 | 0 | 0 | 0 | 0 | 0 | 0 | 0 | 0 | 0 | 0 | 0 | 0 | 0 | 0 | 0 | 0 | 0 | 0 | 0 | 0 | 0 | 0 | 0 | 0
SCE Total Roll-up E3 Calculator - No Carbon Adder - Compliance Scenario | [17 empty] | System | #N/A | [21 empty] | 0 | 0 | 0 | 0 | 0 | 0 | 0 | 0 | 0 | 0 | 0 | 0 | 0 | 0 | 0 | 0 | 0 | 0 | 0 | 0 | 0 | 0 | 0 | 0 | 0 | 0 | 0 | 0 | 0
SCE Total Roll-up E3 Calculator - No Carbon Adder - Compliance Scenario | [17 empty] | System | #N/A | [21 empty] | 0 | 0 | 0 | 0 | 0 | 0 | 0 | 0 | 0 | 0 | 0 | 0 | 0 | 0 | 0 | 0 | 0 | 0 | 0 | 0 | 0 | 0 | 0 | 0 | 0 | 0 | 0 | 0 | 0
SCE Total Roll-up E3 Calculator - No Carbon Adder - Compliance Scenario | [17 empty] | System | #N/A | [21 empty] | 0 | 0 | 0 | 0 | 0 | 0 | 0 | 0 | 0 | 0 | 0 | 0 | 0 | 0 | 0 | 0 | 0 | 0 | 0 | 0 | 0 | 0 | 0 | 0 | 0 | 0 | 0 | 0 | 0
SCE Total Roll-up E3 Calculator - No Carbon Adder - Compliance Scenario | [17 empty] | System | #N/A | [21 empty] | 0 | 0 | 0 | 0 | 0 | 0 | 0 | 0 | 0 | 0 | 0 | 0 | 0 | 0 | 0 | 0 | 0 | 0 | 0 | 0 | 0 | 0 | 0 | 0 | 0 | 0 | 0 | 0 | 0
SCE Total Roll-up E3 Calculator - No Carbon Adder - Compliance Scenario | [17 empty] | System | #N/A | [21 empty] | 0 | 0 | 0 | 0 | 0 | 0 | 0 | 0 | 0 | 0 | 0 | 0 | 0 | 0 | 0 | 0 | 0 | 0 | 0 | 0 | 0 | 0 | 0 | 0 | 0 | 0 | 0 | 0 | 0
SCE Total Roll-up E3 Calculator - No Carbon Adder - Compliance Scenario | [17 empty] | System | #N/A | [21 empty] | 0 | 0 | 0 | 0 | 0 | 0 | 0 | 0 | 0 | 0 | 0 | 0 | 0 | 0 | 0 | 0 | 0 | 0 | 0 | 0 | 0 | 0 | 0 | 0 | 0 | 0 | 0 | 0 | 0
SCE Total Roll-up E3 Calculator - No Carbon Adder - Compliance Scenario | [17 empty] | System | #N/A | [21 empty] | 0 | 0 | 0 | 0 | 0 | 0 | 0 | 0 | 0 | 0 | 0 | 0 | 0 | 0 | 0 | 0 | 0 | 0 | 0 | 0 | 0 | 0 | 0 | 0 | 0 | 0 | 0 | 0 | 0
SCE Total Roll-up E3 Calculator - No Carbon Adder - Compliance Scenario | [17 empty] | System | #N/A | [21 empty] | 0 | 0 | 0 | 0 | 0 | 0 | 0 | 0 | 0 | 0 | 0 | 0 | 0 | 0 | 0 | 0 | 0 | 0 | 0 | 0 | 0 | 0 | 0 | 0 | 0 | 0 | 0 | 0 | 0
SCE Total Roll-up E3 Calculator - No Carbon Adder - Compliance Scenario | [17 empty] | System | #N/A | [21 empty] | 0 | 0 | 0 | 0 | 0 | 0 | 0 | 0 | 0 | 0 | 0 | 0 | 0 | 0 | 0 | 0 | 0 | 0 | 0 | 0 | 0 | 0 | 0 | 0 | 0 | 0 | 0 | 0 | 0
SCE Total Roll-up E3 Calculator - No Carbon Adder - Compliance Scenario | [17 empty] | System | #N/A | [21 empty] | 0 | 0 | 0 | 0 | 0 | 0 | 0 | 0 | 0 | 0 | 0 | 0 | 0 | 0 | 0 | 0 | 0 | 0 | 0 | 0 | 0 | 0 | 0 | 0 | 0 | 0 | 0 | 0 | 0
SCE Total Roll-up E3 Calculator - No Carbon Adder - Compliance Scenario | [17 empty] | System | #N/A | [21 empty] | 0 | 0 | 0 | 0 | 0 | 0 | 0 | 0 | 0 | 0 | 0 | 0 | 0 | 0 | 0 | 0 | 0 | 0 | 0 | 0 | 0 | 0 | 0 | 0 | 0 | 0 | 0 | 0 | 0
SCE Total Roll-up E3 Calculator - No Carbon Adder - Compliance Scenario | [17 empty] | System | #N/A | [21 empty] | 0 | 0 | 0 | 0 | 0 | 0 | 0 | 0 | 0 | 0 | 0 | 0 | 0 | 0 | 0 | 0 | 0 | 0 | 0 | 0 | 0 | 0 | 0 | 0 | 0 | 0 | 0 | 0 | 0
SCE Total Roll-up E3 Calculator - No Carbon Adder - Compliance Scenario | [17 empty] | System | #N/A | [21 empty] | 0 | 0 | 0 | 0 | 0 | 0 | 0 | 0 | 0 | 0 | 0 | 0 | 0 | 0 | 0 | 0 | 0 | 0 | 0 | 0 | 0 | 0 | 0 | 0 | 0 | 0 | 0 | 0 | 0
SCE Total Roll-up E3 Calculator - No Carbon Adder - Compliance Scenario | [17 empty] | System | #N/A | [21 empty] | 0 | 0 | 0 | 0 | 0 | 0 | 0 | 0 | 0 | 0 | 0 | 0 | 0 | 0 | 0 | 0 | 0 | 0 | 0 | 0 | 0 | 0 | 0 | 0 | 0 | 0 | 0 | 0 | 0
SCE Total Roll-up E3 Calculator - No Carbon Adder - Compliance Scenario | [17 empty] | System | #N/A | [21 empty] | 0 | 0 | 0 | 0 | 0 | 0 | 0 | 0 | 0 | 0 | 0 | 0 | 0 | 0 | 0 | 0 | 0 | 0 | 0 | 0 | 0 | 0 | 0 | 0 | 0 | 0 | 0 | 0 | 0
SCE Total Roll-up E3 Calculator - No Carbon Adder - Compliance Scenario | [17 empty] | System | #N/A | [21 empty] | 0 | 0 | 0 | 0 | 0 | 0 | 0 | 0 | 0 | 0 | 0 | 0 | 0 | 0 | 0 | 0 | 0 | 0 | 0 | 0 | 0 | 0 | 0 | 0 | 0 | 0 | 0 | 0 | 0
SCE Total Roll-up E3 Calculator - No Carbon Adder - Compliance Scenario | [17 empty] | System | #N/A | [21 empty] | 0 | 0 | 0 | 0 | 0 | 0 | 0 | 0 | 0 | 0 | 0 | 0 | 0 | 0 | 0 | 0 | 0 | 0 | 0 | 0 | 0 | 0 | 0 | 0 | 0 | 0 | 0 | 0 | 0
SCE Total Roll-up E3 Calculator - No Carbon Adder - Compliance Scenario | [17 empty] | System | #N/A | [21 empty] | 0 | 0 | 0 | 0 | 0 | 0 | 0 | 0 | 0 | 0 | 0 | 0 | 0 | 0 | 0 | 0 | 0 | 0 | 0 | 0 | 0 | 0 | 0 | 0 | 0 | 0 | 0 | 0 | 0
SCE Total Roll-up E3 Calculator - No Carbon Adder - Compliance Scenario | [17 empty] | System | #N/A | [21 empty] | 0 | 0 | 0 | 0 | 0 | 0 | 0 | 0 | 0 | 0 | 0 | 0 | 0 | 0 | 0 | 0 | 0 | 0 | 0 | 0 | 0 | 0 | 0 | 0 | 0 | 0 | 0 | 0 | 0
SCE Total Roll-up E3 Calculator - No Carbon Adder - Compliance Scenario | [17 empty] | System | #N/A | [21 empty] | 0 | 0 | 0 | 0 | 0 | 0 | 0 | 0 | 0 | 0 | 0 | 0 | 0 | 0 | 0 | 0 | 0 | 0 | 0 | 0 | 0 | 0 | 0 | 0 | 0 | 0 | 0 | 0 | 0
SCE Total Roll-up E3 Calculator - No Carbon Adder - Compliance Scenario | [17 empty] | System | #N/A | [21 empty] | 0 | 0 | 0 | 0 | 0 | 0 | 0 | 0 | 0 | 0 | 0 | 0 | 0 | 0 | 0 | 0 | 0 | 0 | 0 | 0 | 0 | 0 | 0 | 0 | 0 | 0 | 0 | 0 | 0
SCE Total Roll-up E3 Calculator - No Carbon Adder - Compliance Scenario | [17 empty] | System | #N/A | [21 empty] | 0 | 0 | 0 | 0 | 0 | 0 | 0 | 0 | 0 | 0 | 0 | 0 | 0 | 0 | 0 | 0 | 0 | 0 | 0 | 0 | 0 | 0 | 0 | 0 | 0 | 0 | 0 | 0 | 0
SCE Total Roll-up E3 Calculator - No Carbon Adder - Compliance Scenario | [17 empty] | System | #N/A | [21 empty] | 0 | 0 | 0 | 0 | 0 | 0 | 0 | 0 | 0 | 0 | 0 | 0 | 0 | 0 | 0 | 0 | 0 | 0 | 0 | 0 | 0 | 0 | 0 | 0 | 0 | 0 | 0 | 0 | 0
SCE Total Roll-up E3 Calculator - No Carbon Adder - Compliance Scenario | [17 empty] | System | #N/A | [21 empty] | 0 | 0 | 0 | 0 | 0 | 0 | 0 | 0 | 0 | 0 | 0 | 0 | 0 | 0 | 0 | 0 | 0 | 0 | 0 | 0 | 0 | 0 | 0 | 0 | 0 | 0 | 0 | 0 | 0
SCE Total Roll-up E3 Calculator - No Carbon Adder - Compliance Scenario | [17 empty] | System | #N/A | [21 empty] | 0 | 0 | 0 | 0 | 0 | 0 | 0 | 0 | 0 | 0 | 0 | 0 | 0 | 0 | 0 | 0 | 0 | 0 | 0 | 0 | 0 | 0 | 0 | 0 | 0 | 0 | 0 | 0 | 0
SCE Total Roll-up E3 Calculator - No Carbon Adder - Compliance Scenario | [17 empty] | System | #N/A | [21 empty] | 0 | 0 | 0 | 0 | 0 | 0 | 0 | 0 | 0 | 0 | 0 | 0 | 0 | 0 | 0 | 0 | 0 | 0 | 0 | 0 | 0 | 0 | 0 | 0 | 0 | 0 | 0 | 0 | 0
SCE Total Roll-up E3 Calculator - No Carbon Adder - Compliance Scenario | [17 empty] | System | #N/A | [21 empty] | 0 | 0 | 0 | 0 | 0 | 0 | 0 | 0 | 0 | 0 | 0 | 0 | 0 | 0 | 0 | 0 | 0 | 0 | 0 | 0 | 0 | 0 | 0 | 0 | 0 | 0 | 0 | 0 | 0
SCE Total Roll-up E3 Calculator - No Carbon Adder - Compliance Scenario | [17 empty] | System | #N/A | [21 empty] | 0 | 0 | 0 | 0 | 0 | 0 | 0 | 0 | 0 | 0 | 0 | 0 | 0 | 0 | 0 | 0 | 0 | 0 | 0 | 0 | 0 | 0 | 0 | 0 | 0 | 0 | 0 | 0 | 0
SCE Total Roll-up E3 Calculator - No Carbon Adder - Compliance Scenario | [17 empty] | System | #N/A | [21 empty] | 0 | 0 | 0 | 0 | 0 | 0 | 0 | 0 | 0 | 0 | 0 | 0 | 0 | 0 | 0 | 0 | 0 | 0 | 0 | 0 | 0 | 0 | 0 | 0 | 0 | 0 | 0 | 0 | 0
SCE Total Roll-up E3 Calculator - No Carbon Adder - Compliance Scenario | [17 empty] | System | #N/A | [21 empty] | 0 | 0 | 0 | 0 | 0 | 0 | 0 | 0 | 0 | 0 | 0 | 0 | 0 | 0 | 0 | 0 | 0 | 0 | 0 | 0 | 0 | 0 | 0 | 0 | 0 | 0 | 0 | 0 | 0
SCE Total Roll-up E3 Calculator - No Carbon Adder - Compliance Scenario | [17 empty] | System | #N/A | [21 empty] | 0 | 0 | 0 | 0 | 0 | 0 | 0 | 0 | 0 | 0 | 0 | 0 | 0 | 0 | 0 | 0 | 0 | 0 | 0 | 0 | 0 | 0 | 0 | 0 | 0 | 0 | 0 | 0 | 0
SCE Total Roll-up E3 Calculator - No Carbon Adder - Compliance Scenario | [17 empty] | System | #N/A | [21 empty] | 0 | 0 | 0 | 0 | 0 | 0 | 0 | 0 | 0 | 0 | 0 | 0 | 0 | 0 | 0 | 0 | 0 | 0 | 0 | 0 | 0 | 0 | 0 | 0 | 0 | 0 | 0 | 0 | 0
SCE Total Roll-up E3 Calculator - No Carbon Adder - Compliance Scenario | [17 empty] | System | #N/A | [21 empty] | 0 | 0 | 0 | 0 | 0 | 0 | 0 | 0 | 0 | 0 | 0 | 0 | 0 | 0 | 0 | 0 | 0 | 0 | 0 | 0 | 0 | 0 | 0 | 0 | 0 | 0 | 0 | 0 | 0
SCE Total Roll-up E3 Calculator - No Carbon Adder - Compliance Scenario | [17 empty] | System | #N/A | [21 empty] | 0 | 0 | 0 | 0 | 0 | 0 | 0 | 0 | 0 | 0 | 0 | 0 | 0 | 0 | 0 | 0 | 0 | 0 | 0 | 0 | 0 | 0 | 0 | 0 | 0 | 0 | 0 | 0 | 0
SCE Total Roll-up E3 Calculator - No Carbon Adder - Compliance Scenario | [17 empty] | System | #N/A | [21 empty] | 0 | 0 | 0 | 0 | 0 | 0 | 0 | 0 | 0 | 0 | 0 | 0 | 0 | 0 | 0 | 0 | 0 | 0 | 0 | 0 | 0 | 0 | 0 | 0 | 0 | 0 | 0 | 0 | 0
SCE Total Roll-up E3 Calculator - No Carbon Adder - Compliance Scenario | [17 empty] | System | #N/A | [21 empty] | 0 | 0 | 0 | 0 | 0 | 0 | 0 | 0 | 0 | 0 | 0 | 0 | 0 | 0 | 0 | 0 | 0 | 0 | 0 | 0 | 0 | 0 | 0 | 0 | 0 | 0 | 0 | 0 | 0
SCE Total Roll-up E3 Calculator - No Carbon Adder - Compliance Scenario | [17 empty] | System | #N/A | [21 empty] | 0 | 0 | 0 | 0 | 0 | 0 | 0 | 0 | 0 | 0 | 0 | 0 | 0 | 0 | 0 | 0 | 0 | 0 | 0 | 0 | 0 | 0 | 0 | 0 | 0 | 0 | 0 | 0 | 0
SCE Total Roll-up E3 Calculator - No Carbon Adder - Compliance Scenario | [17 empty] | System | #N/A | [21 empty] | 0 | 0 | 0 | 0 | 0 | 0 | 0 | 0 | 0 | 0 | 0 | 0 | 0 | 0 | 0 | 0 | 0 | 0 | 0 | 0 | 0 | 0 | 0 | 0 | 0 | 0 | 0 | 0 | 0
SCE Total Roll-up E3 Calculator - No Carbon Adder - Compliance Scenario | [17 empty] | System | #N/A | [21 empty] | 0 | 0 | 0 | 0 | 0 | 0 | 0 | 0 | 0 | 0 | 0 | 0 | 0 | 0 | 0 | 0 | 0 | 0 | 0 | 0 | 0 | 0 | 0 | 0 | 0 | 0 | 0 | 0 | 0
SCE Total Roll-up E3 Calculator - No Carbon Adder - Compliance Scenario | [17 empty] | System | #N/A | [21 empty] | 0 | 0 | 0 | 0 | 0 | 0 | 0 | 0 | 0 | 0 | 0 | 0 | 0 | 0 | 0 | 0 | 0 | 0 | 0 | 0 | 0 | 0 | 0 | 0 | 0 | 0 | 0 | 0 | 0
SCE Total Roll-up E3 Calculator - No Carbon Adder - Compliance Scenario | [17 empty] | System | #N/A | [21 empty] | 0 | 0 | 0 | 0 | 0 | 0 | 0 | 0 | 0 | 0 | 0 | 0 | 0 | 0 | 0 | 0 | 0 | 0 | 0 | 0 | 0 | 0 | 0 | 0 | 0 | 0 | 0 | 0 | 0
SCE Total Roll-up E3 Calculator - No Carbon Adder - Compliance Scenario | [17 empty] | System | #N/A | [21 empty] | 0 | 0 | 0 | 0 | 0 | 0 | 0 | 0 | 0 | 0 | 0 | 0 | 0 | 0 | 0 | 0 | 0 | 0 | 0 | 0 | 0 | 0 | 0 | 0 | 0 | 0 | 0 | 0 | 0
SCE Total Roll-up E3 Calculator - No Carbon Adder - Compliance Scenario | [17 empty] | System | #N/A | [21 empty] | 0 | 0 | 0 | 0 | 0 | 0 | 0 | 0 | 0 | 0 | 0 | 0 | 0 | 0 | 0 | 0 | 0 | 0 | 0 | 0 | 0 | 0 | 0 | 0 | 0 | 0 | 0 | 0 | 0
SCE Total Roll-up E3 Calculator - No Carbon Adder - Compliance Scenario | [17 empty] | System | #N/A | [21 empty] | 0 | 0 | 0 | 0 | 0 | 0 | 0 | 0 | 0 | 0 | 0 | 0 | 0 | 0 | 0 | 0 | 0 | 0 | 0 | 0 | 0 | 0 | 0 | 0 | 0 | 0 | 0 | 0 | 0
SCE Total Roll-up E3 Calculator - No Carbon Adder - Compliance Scenario | [17 empty] | System | #N/A | [21 empty] | 0 | 0 | 0 | 0 | 0 | 0 | 0 | 0 | 0 | 0 | 0 | 0 | 0 | 0 | 0 | 0 | 0 | 0 | 0 | 0 | 0 | 0 | 0 | 0 | 0 | 0 | 0 | 0 | 0
SCE Total Roll-up E3 Calculator - No Carbon Adder - Compliance Scenario | [17 empty] | System | #N/A | [21 empty] | 0 | 0 | 0 | 0 | 0 | 0 | 0 | 0 | 0 | 0 | 0 | 0 | 0 | 0 | 0 | 0 | 0 | 0 | 0 | 0 | 0 | 0 | 0 | 0 | 0 | 0 | 0 | 0 | 0
SCE Total Roll-up E3 Calculator - No Carbon Adder - Compliance Scenario | [17 empty] | System | #N/A | [21 empty] | 0 | 0 | 0 | 0 | 0 | 0 | 0 | 0 | 0 | 0 | 0 | 0 | 0 | 0 | 0 | 0 | 0 | 0 | 0 | 0 | 0 | 0 | 0 | 0 | 0 | 0 | 0 | 0 | 0
SCE Total Roll-up E3 Calculator - No Carbon Adder - Compliance Scenario | [17 empty] | System | #N/A | [21 empty] | 0 | 0 | 0 | 0 | 0 | 0 | 0 | 0 | 0 | 0 | 0 | 0 | 0 | 0 | 0 | 0 | 0 | 0 | 0 | 0 | 0 | 0 | 0 | 0 | 0 | 0 | 0 | 0 | 0
SCE Total Roll-up E3 Calculator - No Carbon Adder - Compliance Scenario | [17 empty] | System | #N/A | [21 empty] | 0 | 0 | 0 | 0 | 0 | 0 | 0 | 0 | 0 | 0 | 0 | 0 | 0 | 0 | 0 | 0 | 0 | 0 | 0 | 0 | 0 | 0 | 0 | 0 | 0 | 0 | 0 | 0 | 0
SCE Total Roll-up E3 Calculator - No Carbon Adder - Compliance Scenario | [17 empty] | System | #N/A | [21 empty] | 0 | 0 | 0 | 0 | 0 | 0 | 0 | 0 | 0 | 0 | 0 | 0 | 0 | 0 | 0 | 0 | 0 | 0 | 0 | 0 | 0 | 0 | 0 | 0 | 0 | 0 | 0 | 0 | 0
SCE Total Roll-up E3 Calculator - No Carbon Adder - Compliance Scenario | [17 empty] | System | #N/A | [21 empty] | 0 | 0 | 0 | 0 | 0 | 0 | 0 | 0 | 0 | 0 | 0 | 0 | 0 | 0 | 0 | 0 | 0 | 0 | 0 | 0 | 0 | 0 | 0 | 0 | 0 | 0 | 0 | 0 | 0
SCE Total Roll-up E3 Calculator - No Carbon Adder - Compliance Scenario | [17 empty] | System | #N/A | [21 empty] | 0 | 0 | 0 | 0 | 0 | 0 | 0 | 0 | 0 | 0 | 0 | 0 | 0 | 0 | 0 | 0 | 0 | 0 | 0 | 0 | 0 | 0 | 0 | 0 | 0 | 0 | 0 | 0 | 0
SCE Total Roll-up E3 Calculator - No Carbon Adder - Compliance Scenario | [17 empty] | System | #N/A | [21 empty] | 0 | 0 | 0 | 0 | 0 | 0 | 0 | 0 | 0 | 0 | 0 | 0 | 0 | 0 | 0 | 0 | 0 | 0 | 0 | 0 | 0 | 0 | 0 | 0 | 0 | 0 | 0 | 0 | 0
SCE Total Roll-up E3 Calculator - No Carbon Adder - Compliance Scenario | [17 empty] | System | #N/A | [21 empty] | 0 | 0 | 0 | 0 | 0 | 0 | 0 | 0 | 0 | 0 | 0 | 0 | 0 | 0 | 0 | 0 | 0 | 0 | 0 | 0 | 0 | 0 | 0 | 0 | 0 | 0 | 0 | 0 | 0
SCE Total Roll-up E3 Calculator - No Carbon Adder - Compliance Scenario | [17 empty] | System | #N/A | [21 empty] | 0 | 0 | 0 | 0 | 0 | 0 | 0 | 0 | 0 | 0 | 0 | 0 | 0 | 0 | 0 | 0 | 0 | 0 | 0 | 0 | 0 | 0 | 0 | 0 | 0 | 0 | 0 | 0 | 0
SCE Total Roll-up E3 Calculator - No Carbon Adder - Compliance Scenario | [17 empty] | System | #N/A | [21 empty] | 0 | 0 | 0 | 0 | 0 | 0 | 0 | 0 | 0 | 0 | 0 | 0 | 0 | 0 | 0 | 0 | 0 | 0 | 0 | 0 | 0 | 0 | 0 | 0 | 0 | 0 | 0 | 0 | 0
SCE Total Roll-up E3 Calculator - No Carbon Adder - Compliance Scenario | [17 empty] | System | #N/A | [21 empty] | 0 | 0 | 0 | 0 | 0 | 0 | 0 | 0 | 0 | 0 | 0 | 0 | 0 | 0 | 0 | 0 | 0 | 0 | 0 | 0 | 0 | 0 | 0 | 0 | 0 | 0 | 0 | 0 | 0
SCE Total Roll-up E3 Calculator - No Carbon Adder - Compliance Scenario | [17 empty] | System | #N/A | [21 empty] | 0 | 0 | 0 | 0 | 0 | 0 | 0 | 0 | 0 | 0 | 0 | 0 | 0 | 0 | 0 | 0 | 0 | 0 | 0 | 0 | 0 | 0 | 0 | 0 | 0 | 0 | 0 | 0 | 0
SCE Total Roll-up E3 Calculator - No Carbon Adder - Compliance Scenario | [17 empty] | System | #N/A | [21 empty] | 0 | 0 | 0 | 0 | 0 | 0 | 0 | 0 | 0 | 0 | 0 | 0 | 0 | 0 | 0 | 0 | 0 | 0 | 0 | 0 | 0 | 0 | 0 | 0 | 0 | 0 | 0 | 0 | 0
SCE Total Roll-up E3 Calculator - No Carbon Adder - Compliance Scenario | [17 empty] | System | #N/A | [21 empty] | 0 | 0 | 0 | 0 | 0 | 0 | 0 | 0 | 0 | 0 | 0 | 0 | 0 | 0 | 0 | 0 | 0 | 0 | 0 | 0 | 0 | 0 | 0 | 0 | 0 | 0 | 0 | 0 | 0
SCE Total Roll-up E3 Calculator - No Carbon Adder - Compliance Scenario | [17 empty] | System | #N/A | [21 empty] | 0 | 0 | 0 | 0 | 0 | 0 | 0 | 0 | 0 | 0 | 0 | 0 | 0 | 0 | 0 | 0 | 0 | 0 | 0 | 0 | 0 | 0 | 0 | 0 | 0 | 0 | 0 | 0 | 0
SCE Total Roll-up E3 Calculator - No Carbon Adder - Compliance Scenario | [17 empty] | System | #N/A | [21 empty] | 0 | 0 | 0 | 0 | 0 | 0 | 0 | 0 | 0 | 0 | 0 | 0 | 0 | 0 | 0 | 0 | 0 | 0 | 0 | 0 | 0 | 0 | 0 | 0 | 0 | 0 | 0 | 0 | 0
SCE Total Roll-up E3 Calculator - No Carbon Adder - Compliance Scenario | [17 empty] | System | #N/A | [21 empty] | 0 | 0 | 0 | 0 | 0 | 0 | 0 | 0 | 0 | 0 | 0 | 0 | 0 | 0 | 0 | 0 | 0 | 0 | 0 | 0 | 0 | 0 | 0 | 0 | 0 | 0 | 0 | 0 | 0
SCE Total Roll-up E3 Calculator - No Carbon Adder - Compliance Scenario | [17 empty] | System | #N/A | [21 empty] | 0 | 0 | 0 | 0 | 0 | 0 | 0 | 0 | 0 | 0 | 0 | 0 | 0 | 0 | 0 | 0 | 0 | 0 | 0 | 0 | 0 | 0 | 0 | 0 | 0 | 0 | 0 | 0 | 0
SCE Total Roll-up E3 Calculator - No Carbon Adder - Compliance Scenario | [17 empty] | System | #N/A | [21 empty] | 0 | 0 | 0 | 0 | 0 | 0 | 0 | 0 | 0 | 0 | 0 | 0 | 0 | 0 | 0 | 0 | 0 | 0 | 0 | 0 | 0 | 0 | 0 | 0 | 0 | 0 | 0 | 0 | 0
SCE Total Roll-up E3 Calculator - No Carbon Adder - Compliance Scenario | [17 empty] | System | #N/A | [21 empty] | 0 | 0 | 0 | 0 | 0 | 0 | 0 | 0 | 0 | 0 | 0 | 0 | 0 | 0 | 0 | 0 | 0 | 0 | 0 | 0 | 0 | 0 | 0 | 0 | 0 | 0 | 0 | 0 | 0
SCE Total Roll-up E3 Calculator - No Carbon Adder - Compliance Scenario | [17 empty] | System | #N/A | [21 empty] | 0 | 0 | 0 | 0 | 0 | 0 | 0 | 0 | 0 | 0 | 0 | 0 | 0 | 0 | 0 | 0 | 0 | 0 | 0 | 0 | 0 | 0 | 0 | 0 | 0 | 0 | 0 | 0 | 0
SCE Total Roll-up E3 Calculator - No Carbon Adder - Compliance Scenario | [17 empty] | System | #N/A | [21 empty] | 0 | 0 | 0 | 0 | 0 | 0 | 0 | 0 | 0 | 0 | 0 | 0 | 0 | 0 | 0 | 0 | 0 | 0 | 0 | 0 | 0 | 0 | 0 | 0 | 0 | 0 | 0 | 0 | 0
SCE Total Roll-up E3 Calculator - No Carbon Adder - Compliance Scenario | [17 empty] | System | #N/A | [21 empty] | 0 | 0 | 0 | 0 | 0 | 0 | 0 | 0 | 0 | 0 | 0 | 0 | 0 | 0 | 0 | 0 | 0 | 0 | 0 | 0 | 0 | 0 | 0 | 0 | 0 | 0 | 0 | 0 | 0
SCE Total Roll-up E3 Calculator - No Carbon Adder - Compliance Scenario | [17 empty] | System | #N/A | [21 empty] | 0 | 0 | 0 | 0 | 0 | 0 | 0 | 0 | 0 | 0 | 0 | 0 | 0 | 0 | 0 | 0 | 0 | 0 | 0 | 0 | 0 | 0 | 0 | 0 | 0 | 0 | 0 | 0 | 0
SCE Total Roll-up E3 Calculator - No Carbon Adder - Compliance Scenario | [17 empty] | System | #N/A | [21 empty] | 0 | 0 | 0 | 0 | 0 | 0 | 0 | 0 | 0 | 0 | 0 | 0 | 0 | 0 | 0 | 0 | 0 | 0 | 0 | 0 | 0 | 0 | 0 | 0 | 0 | 0 | 0 | 0 | 0
SCE Total Roll-up E3 Calculator - No Carbon Adder - Compliance Scenario | [17 empty] | System | #N/A | [21 empty] | 0 | 0 | 0 | 0 | 0 | 0 | 0 | 0 | 0 | 0 | 0 | 0 | 0 | 0 | 0 | 0 | 0 | 0 | 0 | 0 | 0 | 0 | 0 | 0 | 0 | 0 | 0 | 0 | 0
SCE Total Roll-up E3 Calculator - No Carbon Adder - Compliance Scenario | [17 empty] | System | #N/A | [21 empty] | 0 | 0 | 0 | 0 | 0 | 0 | 0 | 0 | 0 | 0 | 0 | 0 | 0 | 0 | 0 | 0 | 0 | 0 | 0 | 0 | 0 | 0 | 0 | 0 | 0 | 0 | 0 | 0 | 0
SCE Total Roll-up E3 Calculator - No Carbon Adder - Compliance Scenario | [17 empty] | System | #N/A | [21 empty] | 0 | 0 | 0 | 0 | 0 | 0 | 0 | 0 | 0 | 0 | 0 | 0 | 0 | 0 | 0 | 0 | 0 | 0 | 0 | 0 | 0 | 0 | 0 | 0 | 0 | 0 | 0 | 0 | 0
SCE Total Roll-up E3 Calculator - No Carbon Adder - Compliance Scenario | [17 empty] | System | #N/A | [21 empty] | 0 | 0 | 0 | 0 | 0 | 0 | 0 | 0 | 0 | 0 | 0 | 0 | 0 | 0 | 0 | 0 | 0 | 0 | 0 | 0 | 0 | 0 | 0 | 0 | 0 | 0 | 0 | 0 | 0
SCE Total Roll-up E3 Calculator - No Carbon Adder - Compliance Scenario | [17 empty] | System | #N/A | [21 empty] | 0 | 0 | 0 | 0 | 0 | 0 | 0 | 0 | 0 | 0 | 0 | 0 | 0 | 0 | 0 | 0 | 0 | 0 | 0 | 0 | 0 | 0 | 0 | 0 | 0 | 0 | 0 | 0 | 0
SCE Total Roll-up E3 Calculator - No Carbon Adder - Compliance Scenario | [17 empty] | System | #N/A | [21 empty] | 0 | 0 | 0 | 0 | 0 | 0 | 0 | 0 | 0 | 0 | 0 | 0 | 0 | 0 | 0 | 0 | 0 | 0 | 0 | 0 | 0 | 0 | 0 | 0 | 0 | 0 | 0 | 0 | 0
SCE Total Roll-up E3 Calculator - No Carbon Adder - Compliance Scenario | [17 empty] | System | #N/A | [21 empty] | 0 | 0 | 0 | 0 | 0 | 0 | 0 | 0 | 0 | 0 | 0 | 0 | 0 | 0 | 0 | 0 | 0 | 0 | 0 | 0 | 0 | 0 | 0 | 0 | 0 | 0 | 0 | 0 | 0
SCE Total Roll-up E3 Calculator - No Carbon Adder - Compliance Scenario | [17 empty] | System | #N/A | [21 empty] | 0 | 0 | 0 | 0 | 0 | 0 | 0 | 0 | 0 | 0 | 0 | 0 | 0 | 0 | 0 | 0 | 0 | 0 | 0 | 0 | 0 | 0 | 0 | 0 | 0 | 0 | 0 | 0 | 0
SCE Total Roll-up E3 Calculator - No Carbon Adder - Compliance Scenario | [17 empty] | System | #N/A | [21 empty] | 0 | 0 | 0 | 0 | 0 | 0 | 0 | 0 | 0 | 0 | 0 | 0 | 0 | 0 | 0 | 0 | 0 | 0 | 0 | 0 | 0 | 0 | 0 | 0 | 0 | 0 | 0 | 0 | 0
SCE Total Roll-up E3 Calculator - No Carbon Adder - Compliance Scenario | [17 empty] | System | #N/A | [21 empty] | 0 | 0 | 0 | 0 | 0 | 0 | 0 | 0 | 0 | 0 | 0 | 0 | 0 | 0 | 0 | 0 | 0 | 0 | 0 | 0 | 0 | 0 | 0 | 0 | 0 | 0 | 0 | 0 | 0
SCE Total Roll-up E3 Calculator - No Carbon Adder - Compliance Scenario | [17 empty] | System | #N/A | [21 empty] | 0 | 0 | 0 | 0 | 0 | 0 | 0 | 0 | 0 | 0 | 0 | 0 | 0 | 0 | 0 | 0 | 0 | 0 | 0 | 0 | 0 | 0 | 0 | 0 | 0 | 0 | 0 | 0 | 0
SCE Total Roll-up E3 Calculator - No Carbon Adder - Compliance Scenario | [17 empty] | System | #N/A | [21 empty] | 0 | 0 | 0 | 0 | 0 | 0 | 0 | 0 | 0 | 0 | 0 | 0 | 0 | 0 | 0 | 0 | 0 | 0 | 0 | 0 | 0 | 0 | 0 | 0 | 0 | 0 | 0 | 0 | 0
SCE Total Roll-up E3 Calculator - No Carbon Adder - Compliance Scenario | [17 empty] | System | #N/A | [21 empty] | 0 | 0 | 0 | 0 | 0 | 0 | 0 | 0 | 0 | 0 | 0 | 0 | 0 | 0 | 0 | 0 | 0 | 0 | 0 | 0 | 0 | 0 | 0 | 0 | 0 | 0 | 0 | 0 | 0
SCE Total Roll-up E3 Calculator - No Carbon Adder - Compliance Scenario | [17 empty] | System | #N/A | [21 empty] | 0 | 0 | 0 | 0 | 0 | 0 | 0 | 0 | 0 | 0 | 0 | 0 | 0 | 0 | 0 | 0 | 0 | 0 | 0 | 0 | 0 | 0 | 0 | 0 | 0 | 0 | 0 | 0 | 0
SCE Total Roll-up E3 Calculator - No Carbon Adder - Compliance Scenario | [17 empty] | System | #N/A | [21 empty] | 0 | 0 | 0 | 0 | 0 | 0 | 0 | 0 | 0 | 0 | 0 | 0 | 0 | 0 | 0 | 0 | 0 | 0 | 0 | 0 | 0 | 0 | 0 | 0 | 0 | 0 | 0 | 0 | 0
SCE Total Roll-up E3 Calculator - No Carbon Adder - Compliance Scenario | [17 empty] | System | #N/A | [21 empty] | 0 | 0 | 0 | 0 | 0 | 0 | 0 | 0 | 0 | 0 | 0 | 0 | 0 | 0 | 0 | 0 | 0 | 0 | 0 | 0 | 0 | 0 | 0 | 0 | 0 | 0 | 0 | 0 | 0
SCE Total Roll-up E3 Calculator - No Carbon Adder - Compliance Scenario | [17 empty] | System | #N/A | [21 empty] | 0 | 0 | 0 | 0 | 0 | 0 | 0 | 0 | 0 | 0 | 0 | 0 | 0 | 0 | 0 | 0 | 0 | 0 | 0 | 0 | 0 | 0 | 0 | 0 | 0 | 0 | 0 | 0 | 0
SCE Total Roll-up E3 Calculator - No Carbon Adder - Compliance Scenario | [17 empty] | System | #N/A | [21 empty] | 0 | 0 | 0 | 0 | 0 | 0 | 0 | 0 | 0 | 0 | 0 | 0 | 0 | 0 | 0 | 0 | 0 | 0 | 0 | 0 | 0 | 0 | 0 | 0 | 0 | 0 | 0 | 0 | 0
SCE Total Roll-up E3 Calculator - No Carbon Adder - Compliance Scenario | [17 empty] | System | #N/A | [21 empty] | 0 | 0 | 0 | 0 | 0 | 0 | 0 | 0 | 0 | 0 | 0 | 0 | 0 | 0 | 0 | 0 | 0 | 0 | 0 | 0 | 0 | 0 | 0 | 0 | 0 | 0 | 0 | 0 | 0
SCE Total Roll-up E3 Calculator - No Carbon Adder - Compliance Scenario | [17 empty] | System | #N/A | [21 empty] | 0 | 0 | 0 | 0 | 0 | 0 | 0 | 0 | 0 | 0 | 0 | 0 | 0 | 0 | 0 | 0 | 0 | 0 | 0 | 0 | 0 | 0 | 0 | 0 | 0 | 0 | 0 | 0 | 0
SCE Total Roll-up E3 Calculator - No Carbon Adder - Compliance Scenario | [17 empty] | System | #N/A | [21 empty] | 0 | 0 | 0 | 0 | 0 | 0 | 0 | 0 | 0 | 0 | 0 | 0 | 0 | 0 | 0 | 0 | 0 | 0 | 0 | 0 | 0 | 0 | 0 | 0 | 0 | 0 | 0 | 0 | 0
SCE Total Roll-up E3 Calculator - No Carbon Adder - Compliance Scenario | [17 empty] | System | #N/A | [21 empty] | 0 | 0 | 0 | 0 | 0 | 0 | 0 | 0 | 0 | 0 | 0 | 0 | 0 | 0 | 0 | 0 | 0 | 0 | 0 | 0 | 0 | 0 | 0 | 0 | 0 | 0 | 0 | 0 | 0
SCE Total Roll-up E3 Calculator - No Carbon Adder - Compliance Scenario | [17 empty] | System | #N/A | [21 empty] | 0 | 0 | 0 | 0 | 0 | 0 | 0 | 0 | 0 | 0 | 0 | 0 | 0 | 0 | 0 | 0 | 0 | 0 | 0 | 0 | 0 | 0 | 0 | 0 | 0 | 0 | 0 | 0 | 0
SCE Total Roll-up E3 Calculator - No Carbon Adder - Compliance Scenario | [17 empty] | System | #N/A | [21 empty] | 0 | 0 | 0 | 0 | 0 | 0 | 0 | 0 | 0 | 0 | 0 | 0 | 0 | 0 | 0 | 0 | 0 | 0 | 0 | 0 | 0 | 0 | 0 | 0 | 0 | 0 | 0 | 0 | 0
SCE Total Roll-up E3 Calculator - No Carbon Adder - Compliance Scenario | [17 empty] | System | #N/A | [21 empty] | 0 | 0 | 0 | 0 | 0 | 0 | 0 | 0 | 0 | 0 | 0 | 0 | 0 | 0 | 0 | 0 | 0 | 0 | 0 | 0 | 0 | 0 | 0 | 0 | 0 | 0 | 0 | 0 | 0
SCE Total Roll-up E3 Calculator - No Carbon Adder - Compliance Scenario | [17 empty] | System | #N/A | [21 empty] | 0 | 0 | 0 | 0 | 0 | 0 | 0 | 0 | 0 | 0 | 0 | 0 | 0 | 0 | 0 | 0 | 0 | 0 | 0 | 0 | 0 | 0 | 0 | 0 | 0 | 0 | 0 | 0 | 0
SCE Total Roll-up E3 Calculator - No Carbon Adder - Compliance Scenario | [17 empty] | System | #N/A | [21 empty] | 0 | 0 | 0 | 0 | 0 | 0 | 0 | 0 | 0 | 0 | 0 | 0 | 0 | 0 | 0 | 0 | 0 | 0 | 0 | 0 | 0 | 0 | 0 | 0 | 0 | 0 | 0 | 0 | 0
SCE Total Roll-up E3 Calculator - No Carbon Adder - Compliance Scenario | [17 empty] | System | #N/A | [21 empty] | 0 | 0 | 0 | 0 | 0 | 0 | 0 | 0 | 0 | 0 | 0 | 0 | 0 | 0 | 0 | 0 | 0 | 0 | 0 | 0 | 0 | 0 | 0 | 0 | 0 | 0 | 0 | 0 | 0
SCE Total Roll-up E3 Calculator - No Carbon Adder - Compliance Scenario | [17 empty] | System | #N/A | [21 empty] | 0 | 0 | 0 | 0 | 0 | 0 | 0 | 0 | 0 | 0 | 0 | 0 | 0 | 0 | 0 | 0 | 0 | 0 | 0 | 0 | 0 | 0 | 0 | 0 | 0 | 0 | 0 | 0 | 0
SCE Total Roll-up E3 Calculator - No Carbon Adder - Compliance Scenario | [17 empty] | System | #N/A | [21 empty] | 0 | 0 | 0 | 0 | 0 | 0 | 0 | 0 | 0 | 0 | 0 | 0 | 0 | 0 | 0 | 0 | 0 | 0 | 0 | 0 | 0 | 0 | 0 | 0 | 0 | 0 | 0 | 0 | 0
SCE Total Roll-up E3 Calculator - No Carbon Adder - Compliance Scenario | [17 empty] | System | #N/A | [21 empty] | 0 | 0 | 0 | 0 | 0 | 0 | 0 | 0 | 0 | 0 | 0 | 0 | 0 | 0 | 0 | 0 | 0 | 0 | 0 | 0 | 0 | 0 | 0 | 0 | 0 | 0 | 0 | 0 | 0
SCE Total Roll-up E3 Calculator - No Carbon Adder - Compliance Scenario | [17 empty] | System | #N/A | [21 empty] | 0 | 0 | 0 | 0 | 0 | 0 | 0 | 0 | 0 | 0 | 0 | 0 | 0 | 0 | 0 | 0 | 0 | 0 | 0 | 0 | 0 | 0 | 0 | 0 | 0 | 0 | 0 | 0 | 0
SCE Total Roll-up E3 Calculator - No Carbon Adder - Compliance Scenario | [17 empty] | System | #N/A | [21 empty] | 0 | 0 | 0 | 0 | 0 | 0 | 0 | 0 | 0 | 0 | 0 | 0 | 0 | 0 | 0 | 0 | 0 | 0 | 0 | 0 | 0 | 0 | 0 | 0 | 0 | 0 | 0 | 0 | 0
SCE Total Roll-up E3 Calculator - No Carbon Adder - Compliance Scenario | [17 empty] | System | #N/A | [21 empty] | 0 | 0 | 0 | 0 | 0 | 0 | 0 | 0 | 0 | 0 | 0 | 0 | 0 | 0 | 0 | 0 | 0 | 0 | 0 | 0 | 0 | 0 | 0 | 0 | 0 | 0 | 0 | 0 | 0
SCE Total Roll-up E3 Calculator - No Carbon Adder - Compliance Scenario | [17 empty] | System | #N/A | [21 empty] | 0 | 0 | 0 | 0 | 0 | 0 | 0 | 0 | 0 | 0 | 0 | 0 | 0 | 0 | 0 | 0 | 0 | 0 | 0 | 0 | 0 | 0 | 0 | 0 | 0 | 0 | 0 | 0 | 0
SCE Total Roll-up E3 Calculator - No Carbon Adder - Compliance Scenario | [17 empty] | System | #N/A | [21 empty] | 0 | 0 | 0 | 0 | 0 | 0 | 0 | 0 | 0 | 0 | 0 | 0 | 0 | 0 | 0 | 0 | 0 | 0 | 0 | 0 | 0 | 0 | 0 | 0 | 0 | 0 | 0 | 0 | 0
SCE Total Roll-up E3 Calculator - No Carbon Adder - Compliance Scenario | [17 empty] | System | #N/A | [21 empty] | 0 | 0 | 0 | 0 | 0 | 0 | 0 | 0 | 0 | 0 | 0 | 0 | 0 | 0 | 0 | 0 | 0 | 0 | 0 | 0 | 0 | 0 | 0 | 0 | 0 | 0 | 0 | 0 | 0
SCE Total Roll-up E3 Calculator - No Carbon Adder - Compliance Scenario | [17 empty] | System | #N/A | [21 empty] | 0 | 0 | 0 | 0 | 0 | 0 | 0 | 0 | 0 | 0 | 0 | 0 | 0 | 0 | 0 | 0 | 0 | 0 | 0 | 0 | 0 | 0 | 0 | 0 | 0 | 0 | 0 | 0 | 0
SCE Total Roll-up E3 Calculator - No Carbon Adder - Compliance Scenario | [17 empty] | System | #N/A | [21 empty] | 0 | 0 | 0 | 0 | 0 | 0 | 0 | 0 | 0 | 0 | 0 | 0 | 0 | 0 | 0 | 0 | 0 | 0 | 0 | 0 | 0 | 0 | 0 | 0 | 0 | 0 | 0 | 0 | 0
SCE Total Roll-up E3 Calculator - No Carbon Adder - Compliance Scenario | [17 empty] | System | #N/A | [21 empty] | 0 | 0 | 0 | 0 | 0 | 0 | 0 | 0 | 0 | 0 | 0 | 0 | 0 | 0 | 0 | 0 | 0 | 0 | 0 | 0 | 0 | 0 | 0 | 0 | 0 | 0 | 0 | 0 | 0
SCE Total Roll-up E3 Calculator - No Carbon Adder - Compliance Scenario | [17 empty] | System | #N/A | [21 empty] | 0 | 0 | 0 | 0 | 0 | 0 | 0 | 0 | 0 | 0 | 0 | 0 | 0 | 0 | 0 | 0 | 0 | 0 | 0 | 0 | 0 | 0 | 0 | 0 | 0 | 0 | 0 | 0 | 0
SCE Total Roll-up E3 Calculator - No Carbon Adder - Compliance Scenario | [17 empty] | System | #N/A | [21 empty] | 0 | 0 | 0 | 0 | 0 | 0 | 0 | 0 | 0 | 0 | 0 | 0 | 0 | 0 | 0 | 0 | 0 | 0 | 0 | 0 | 0 | 0 | 0 | 0 | 0 | 0 | 0 | 0 | 0
SCE Total Roll-up E3 Calculator - No Carbon Adder - Compliance Scenario | [17 empty] | System | #N/A | [21 empty] | 0 | 0 | 0 | 0 | 0 | 0 | 0 | 0 | 0 | 0 | 0 | 0 | 0 | 0 | 0 | 0 | 0 | 0 | 0 | 0 | 0 | 0 | 0 | 0 | 0 | 0 | 0 | 0 | 0
SCE Total Roll-up E3 Calculator - No Carbon Adder - Compliance Scenario | [17 empty] | System | #N/A | [21 empty] | 0 | 0 | 0 | 0 | 0 | 0 | 0 | 0 | 0 | 0 | 0 | 0 | 0 | 0 | 0 | 0 | 0 | 0 | 0 | 0 | 0 | 0 | 0 | 0 | 0 | 0 | 0 | 0 | 0
SCE Total Roll-up E3 Calculator - No Carbon Adder - Compliance Scenario | [17 empty] | System | #N/A | [21 empty] | 0 | 0 | 0 | 0 | 0 | 0 | 0 | 0 | 0 | 0 | 0 | 0 | 0 | 0 | 0 | 0 | 0 | 0 | 0 | 0 | 0 | 0 | 0 | 0 | 0 | 0 | 0 | 0 | 0
SCE Total Roll-up E3 Calculator - No Carbon Adder - Compliance Scenario | [17 empty] | System | #N/A | [21 empty] | 0 | 0 | 0 | 0 | 0 | 0 | 0 | 0 | 0 | 0 | 0 | 0 | 0 | 0 | 0 | 0 | 0 | 0 | 0 | 0 | 0 | 0 | 0 | 0 | 0 | 0 | 0 | 0 | 0
SCE Total Roll-up E3 Calculator - No Carbon Adder - Compliance Scenario | [17 empty] | System | #N/A | [21 empty] | 0 | 0 | 0 | 0 | 0 | 0 | 0 | 0 | 0 | 0 | 0 | 0 | 0 | 0 | 0 | 0 | 0 | 0 | 0 | 0 | 0 | 0 | 0 | 0 | 0 | 0 | 0 | 0 | 0
SCE Total Roll-up E3 Calculator - No Carbon Adder - Compliance Scenario | [17 empty] | System | #N/A | [21 empty] | 0 | 0 | 0 | 0 | 0 | 0 | 0 | 0 | 0 | 0 | 0 | 0 | 0 | 0 | 0 | 0 | 0 | 0 | 0 | 0 | 0 | 0 | 0 | 0 | 0 | 0 | 0 | 0 | 0
SCE Total Roll-up E3 Calculator - No Carbon Adder - Compliance Scenario | [17 empty] | System | #N/A | [21 empty] | 0 | 0 | 0 | 0 | 0 | 0 | 0 | 0 | 0 | 0 | 0 | 0 | 0 | 0 | 0 | 0 | 0 | 0 | 0 | 0 | 0 | 0 | 0 | 0 | 0 | 0 | 0 | 0 | 0
SCE Total Roll-up E3 Calculator - No Carbon Adder - Compliance Scenario | [17 empty] | System | #N/A | [21 empty] | 0 | 0 | 0 | 0 | 0 | 0 | 0 | 0 | 0 | 0 | 0 | 0 | 0 | 0 | 0 | 0 | 0 | 0 | 0 | 0 | 0 | 0 | 0 | 0 | 0 | 0 | 0 | 0 | 0
SCE Total Roll-up E3 Calculator - No Carbon Adder - Compliance Scenario | [17 empty] | System | #N/A | [21 empty] | 0 | 0 | 0 | 0 | 0 | 0 | 0 | 0 | 0 | 0 | 0 | 0 | 0 | 0 | 0 | 0 | 0 | 0 | 0 | 0 | 0 | 0 | 0 | 0 | 0 | 0 | 0 | 0 | 0
SCE Total Roll-up E3 Calculator - No Carbon Adder - Compliance Scenario | [17 empty] | System | #N/A | [21 empty] | 0 | 0 | 0 | 0 | 0 | 0 | 0 | 0 | 0 | 0 | 0 | 0 | 0 | 0 | 0 | 0 | 0 | 0 | 0 | 0 | 0 | 0 | 0 | 0 | 0 | 0 | 0 | 0 | 0
SCE Total Roll-up E3 Calculator - No Carbon Adder - Compliance Scenario | [17 empty] | System | #N/A | [21 empty] | 0 | 0 | 0 | 0 | 0 | 0 | 0 | 0 | 0 | 0 | 0 | 0 | 0 | 0 | 0 | 0 | 0 | 0 | 0 | 0 | 0 | 0 | 0 | 0 | 0 | 0 | 0 | 0 | 0
SCE Total Roll-up E3 Calculator - No Carbon Adder - Compliance Scenario | [17 empty] | System | #N/A | [21 empty] | 0 | 0 | 0 | 0 | 0 | 0 | 0 | 0 | 0 | 0 | 0 | 0 | 0 | 0 | 0 | 0 | 0 | 0 | 0 | 0 | 0 | 0 | 0 | 0 | 0 | 0 | 0 | 0 | 0
SCE Total Roll-up E3 Calculator - No Carbon Adder - Compliance Scenario | [17 empty] | System | #N/A | [21 empty] | 0 | 0 | 0 | 0 | 0 | 0 | 0 | 0 | 0 | 0 | 0 | 0 | 0 | 0 | 0 | 0 | 0 | 0 | 0 | 0 | 0 | 0 | 0 | 0 | 0 | 0 | 0 | 0 | 0
SCE Total Roll-up E3 Calculator - No Carbon Adder - Compliance Scenario | [17 empty] | System | #N/A | [21 empty] | 0 | 0 | 0 | 0 | 0 | 0 | 0 | 0 | 0 | 0 | 0 | 0 | 0 | 0 | 0 | 0 | 0 | 0 | 0 | 0 | 0 | 0 | 0 | 0 | 0 | 0 | 0 | 0 | 0
SCE Total Roll-up E3 Calculator - No Carbon Adder - Compliance Scenario | [17 empty] | System | #N/A | [21 empty] | 0 | 0 | 0 | 0 | 0 | 0 | 0 | 0 | 0 | 0 | 0 | 0 | 0 | 0 | 0 | 0 | 0 | 0 | 0 | 0 | 0 | 0 | 0 | 0 | 0 | 0 | 0 | 0 | 0
SCE Total Roll-up E3 Calculator - No Carbon Adder - Compliance Scenario | [17 empty] | System | #N/A | [21 empty] | 0 | 0 | 0 | 0 | 0 | 0 | 0 | 0 | 0 | 0 | 0 | 0 | 0 | 0 | 0 | 0 | 0 | 0 | 0 | 0 | 0 | 0 | 0 | 0 | 0 | 0 | 0 | 0 | 0
SCE Total Roll-up E3 Calculator - No Carbon Adder - Compliance Scenario | [17 empty] | System | #N/A | [21 empty] | 0 | 0 | 0 | 0 | 0 | 0 | 0 | 0 | 0 | 0 | 0 | 0 | 0 | 0 | 0 | 0 | 0 | 0 | 0 | 0 | 0 | 0 | 0 | 0 | 0 | 0 | 0 | 0 | 0
SCE Total Roll-up E3 Calculator - No Carbon Adder - Compliance Scenario | [17 empty] | System | #N/A | [21 empty] | 0 | 0 | 0 | 0 | 0 | 0 | 0 | 0 | 0 | 0 | 0 | 0 | 0 | 0 | 0 | 0 | 0 | 0 | 0 | 0 | 0 | 0 | 0 | 0 | 0 | 0 | 0 | 0 | 0
SCE Total Roll-up E3 Calculator - No Carbon Adder - Compliance Scenario | [17 empty] | System | #N/A | [21 empty] | 0 | 0 | 0 | 0 | 0 | 0 | 0 | 0 | 0 | 0 | 0 | 0 | 0 | 0 | 0 | 0 | 0 | 0 | 0 | 0 | 0 | 0 | 0 | 0 | 0 | 0 | 0 | 0 | 0
SCE Total Roll-up E3 Calculator - No Carbon Adder - Compliance Scenario | [17 empty] | System | #N/A | [21 empty] | 0 | 0 | 0 | 0 | 0 | 0 | 0 | 0 | 0 | 0 | 0 | 0 | 0 | 0 | 0 | 0 | 0 | 0 | 0 | 0 | 0 | 0 | 0 | 0 | 0 | 0 | 0 | 0 | 0
SCE Total Roll-up E3 Calculator - No Carbon Adder - Compliance Scenario | [17 empty] | System | #N/A | [21 empty] | 0 | 0 | 0 | 0 | 0 | 0 | 0 | 0 | 0 | 0 | 0 | 0 | 0 | 0 | 0 | 0 | 0 | 0 | 0 | 0 | 0 | 0 | 0 | 0 | 0 | 0 | 0 | 0 | 0
SCE Total Roll-up E3 Calculator - No Carbon Adder - Compliance Scenario | [17 empty] | System | #N/A | [21 empty] | 0 | 0 | 0 | 0 | 0 | 0 | 0 | 0 | 0 | 0 | 0 | 0 | 0 | 0 | 0 | 0 | 0 | 0 | 0 | 0 | 0 | 0 | 0 | 0 | 0 | 0 | 0 | 0 | 0
SCE Total Roll-up E3 Calculator - No Carbon Adder - Compliance Scenario | [17 empty] | System | #N/A | [21 empty] | 0 | 0 | 0 | 0 | 0 | 0 | 0 | 0 | 0 | 0 | 0 | 0 | 0 | 0 | 0 | 0 | 0 | 0 | 0 | 0 | 0 | 0 | 0 | 0 | 0 | 0 | 0 | 0 | 0
SCE Total Roll-up E3 Calculator - No Carbon Adder - Compliance Scenario | [17 empty] | System | #N/A | [21 empty] | 0 | 0 | 0 | 0 | 0 | 0 | 0 | 0 | 0 | 0 | 0 | 0 | 0 | 0 | 0 | 0 | 0 | 0 | 0 | 0 | 0 | 0 | 0 | 0 | 0 | 0 | 0 | 0 | 0
SCE Total Roll-up E3 Calculator - No Carbon Adder - Compliance Scenario | [17 empty] | System | #N/A | [21 empty] | 0 | 0 | 0 | 0 | 0 | 0 | 0 | 0 | 0 | 0 | 0 | 0 | 0 | 0 | 0 | 0 | 0 | 0 | 0 | 0 | 0 | 0 | 0 | 0 | 0 | 0 | 0 | 0 | 0
SCE Total Roll-up E3 Calculator - No Carbon Adder - Compliance Scenario | [17 empty] | System | #N/A | [21 empty] | 0 | 0 | 0 | 0 | 0 | 0 | 0 | 0 | 0 | 0 | 0 | 0 | 0 | 0 | 0 | 0 | 0 | 0 | 0 | 0 | 0 | 0 | 0 | 0 | 0 | 0 | 0 | 0 | 0
SCE Total Roll-up E3 Calculator - No Carbon Adder - Compliance Scenario | [17 empty] | System | #N/A | [21 empty] | 0 | 0 | 0 | 0 | 0 | 0 | 0 | 0 | 0 | 0 | 0 | 0 | 0 | 0 | 0 | 0 | 0 | 0 | 0 | 0 | 0 | 0 | 0 | 0 | 0 | 0 | 0 | 0 | 0
SCE Total Roll-up E3 Calculator - No Carbon Adder - Compliance Scenario | [17 empty] | System | #N/A | [21 empty] | 0 | 0 | 0 | 0 | 0 | 0 | 0 | 0 | 0 | 0 | 0 | 0 | 0 | 0 | 0 | 0 | 0 | 0 | 0 | 0 | 0 | 0 | 0 | 0 | 0 | 0 | 0 | 0 | 0
SCE Total Roll-up E3 Calculator - No Carbon Adder - Compliance Scenario | [17 empty] | System | #N/A | [21 empty] | 0 | 0 | 0 | 0 | 0 | 0 | 0 | 0 | 0 | 0 | 0 | 0 | 0 | 0 | 0 | 0 | 0 | 0 | 0 | 0 | 0 | 0 | 0 | 0 | 0 | 0 | 0 | 0 | 0
SCE Total Roll-up E3 Calculator - No Carbon Adder - Compliance Scenario | [17 empty] | System | #N/A | [21 empty] | 0 | 0 | 0 | 0 | 0 | 0 | 0 | 0 | 0 | 0 | 0 | 0 | 0 | 0 | 0 | 0 | 0 | 0 | 0 | 0 | 0 | 0 | 0 | 0 | 0 | 0 | 0 | 0 | 0
SCE Total Roll-up E3 Calculator - No Carbon Adder - Compliance Scenario | [17 empty] | System | #N/A | [21 empty] | 0 | 0 | 0 | 0 | 0 | 0 | 0 | 0 | 0 | 0 | 0 | 0 | 0 | 0 | 0 | 0 | 0 | 0 | 0 | 0 | 0 | 0 | 0 | 0 | 0 | 0 | 0 | 0 | 0
SCE Total Roll-up E3 Calculator - No Carbon Adder - Compliance Scenario | [17 empty] | System | #N/A | [21 empty] | 0 | 0 | 0 | 0 | 0 | 0 | 0 | 0 | 0 | 0 | 0 | 0 | 0 | 0 | 0 | 0 | 0 | 0 | 0 | 0 | 0 | 0 | 0 | 0 | 0 | 0 | 0 | 0 | 0
SCE Total Roll-up E3 Calculator - No Carbon Adder - Compliance Scenario | [17 empty] | System | #N/A | [21 empty] | 0 | 0 | 0 | 0 | 0 | 0 | 0 | 0 | 0 | 0 | 0 | 0 | 0 | 0 | 0 | 0 | 0 | 0 | 0 | 0 | 0 | 0 | 0 | 0 | 0 | 0 | 0 | 0 | 0
SCE Total Roll-up E3 Calculator - No Carbon Adder - Compliance Scenario | [17 empty] | System | #N/A | [21 empty] | 0 | 0 | 0 | 0 | 0 | 0 | 0 | 0 | 0 | 0 | 0 | 0 | 0 | 0 | 0 | 0 | 0 | 0 | 0 | 0 | 0 | 0 | 0 | 0 | 0 | 0 | 0 | 0 | 0
SCE Total Roll-up E3 Calculator - No Carbon Adder - Compliance Scenario | [17 empty] | System | #N/A | [21 empty] | 0 | 0 | 0 | 0 | 0 | 0 | 0 | 0 | 0 | 0 | 0 | 0 | 0 | 0 | 0 | 0 | 0 | 0 | 0 | 0 | 0 | 0 | 0 | 0 | 0 | 0 | 0 | 0 | 0
SCE Total Roll-up E3 Calculator - No Carbon Adder - Compliance Scenario | [17 empty] | System | #N/A | [21 empty] | 0 | 0 | 0 | 0 | 0 | 0 | 0 | 0 | 0 | 0 | 0 | 0 | 0 | 0 | 0 | 0 | 0 | 0 | 0 | 0 | 0 | 0 | 0 | 0 | 0 | 0 | 0 | 0 | 0
SCE Total Roll-up E3 Calculator - No Carbon Adder - Compliance Scenario | [17 empty] | System | #N/A | [21 empty] | 0 | 0 | 0 | 0 | 0 | 0 | 0 | 0 | 0 | 0 | 0 | 0 | 0 | 0 | 0 | 0 | 0 | 0 | 0 | 0 | 0 | 0 | 0 | 0 | 0 | 0 | 0 | 0 | 0
SCE Total Roll-up E3 Calculator - No Carbon Adder - Compliance Scenario | [17 empty] | System | #N/A | [21 empty] | 0 | 0 | 0 | 0 | 0 | 0 | 0 | 0 | 0 | 0 | 0 | 0 | 0 | 0 | 0 | 0 | 0 | 0 | 0 | 0 | 0 | 0 | 0 | 0 | 0 | 0 | 0 | 0 | 0
SCE Total Roll-up E3 Calculator - No Carbon Adder - Compliance Scenario | [17 empty] | System | #N/A | [21 empty] | 0 | 0 | 0 | 0 | 0 | 0 | 0 | 0 | 0 | 0 | 0 | 0 | 0 | 0 | 0 | 0 | 0 | 0 | 0 | 0 | 0 | 0 | 0 | 0 | 0 | 0 | 0 | 0 | 0
SCE Total Roll-up E3 Calculator - No Carbon Adder - Compliance Scenario | [17 empty] | System | #N/A | [21 empty] | 0 | 0 | 0 | 0 | 0 | 0 | 0 | 0 | 0 | 0 | 0 | 0 | 0 | 0 | 0 | 0 | 0 | 0 | 0 | 0 | 0 | 0 | 0 | 0 | 0 | 0 | 0 | 0 | 0
SCE Total Roll-up E3 Calculator - No Carbon Adder - Compliance Scenario | [17 empty] | System | #N/A | [21 empty] | 0 | 0 | 0 | 0 | 0 | 0 | 0 | 0 | 0 | 0 | 0 | 0 | 0 | 0 | 0 | 0 | 0 | 0 | 0 | 0 | 0 | 0 | 0 | 0 | 0 | 0 | 0 | 0 | 0
SCE Total Roll-up E3 Calculator - No Carbon Adder - Compliance Scenario | [17 empty] | System | #N/A | [21 empty] | 0 | 0 | 0 | 0 | 0 | 0 | 0 | 0 | 0 | 0 | 0 | 0 | 0 | 0 | 0 | 0 | 0 | 0 | 0 | 0 | 0 | 0 | 0 | 0 | 0 | 0 | 0 | 0 | 0
SCE Total Roll-up E3 Calculator - No Carbon Adder - Compliance Scenario | [17 empty] | System | #N/A | [21 empty] | 0 | 0 | 0 | 0 | 0 | 0 | 0 | 0 | 0 | 0 | 0 | 0 | 0 | 0 | 0 | 0 | 0 | 0 | 0 | 0 | 0 | 0 | 0 | 0 | 0 | 0 | 0 | 0 | 0
SCE Total Roll-up E3 Calculator - No Carbon Adder - Compliance Scenario | [17 empty] | System | #N/A | [21 empty] | 0 | 0 | 0 | 0 | 0 | 0 | 0 | 0 | 0 | 0 | 0 | 0 | 0 | 0 | 0 | 0 | 0 | 0 | 0 | 0 | 0 | 0 | 0 | 0 | 0 | 0 | 0 | 0 | 0
SCE Total Roll-up E3 Calculator - No Carbon Adder - Compliance Scenario | [17 empty] | System | #N/A | [21 empty] | 0 | 0 | 0 | 0 | 0 | 0 | 0 | 0 | 0 | 0 | 0 | 0 | 0 | 0 | 0 | 0 | 0 | 0 | 0 | 0 | 0 | 0 | 0 | 0 | 0 | 0 | 0 | 0 | 0
SCE Total Roll-up E3 Calculator - No Carbon Adder - Compliance Scenario | [17 empty] | System | #N/A | [21 empty] | 0 | 0 | 0 | 0 | 0 | 0 | 0 | 0 | 0 | 0 | 0 | 0 | 0 | 0 | 0 | 0 | 0 | 0 | 0 | 0 | 0 | 0 | 0 | 0 | 0 | 0 | 0 | 0 | 0
SCE Total Roll-up E3 Calculator - No Carbon Adder - Compliance Scenario | [17 empty] | System | #N/A | [21 empty] | 0 | 0 | 0 | 0 | 0 | 0 | 0 | 0 | 0 | 0 | 0 | 0 | 0 | 0 | 0 | 0 | 0 | 0 | 0 | 0 | 0 | 0 | 0 | 0 | 0 | 0 | 0 | 0 | 0
SCE Total Roll-up E3 Calculator - No Carbon Adder - Compliance Scenario | [17 empty] | System | #N/A | [21 empty] | 0 | 0 | 0 | 0 | 0 | 0 | 0 | 0 | 0 | 0 | 0 | 0 | 0 | 0 | 0 | 0 | 0 | 0 | 0 | 0 | 0 | 0 | 0 | 0 | 0 | 0 | 0 | 0 | 0
SCE Total Roll-up E3 Calculator - No Carbon Adder - Compliance Scenario | [17 empty] | System | #N/A | [21 empty] | 0 | 0 | 0 | 0 | 0 | 0 | 0 | 0 | 0 | 0 | 0 | 0 | 0 | 0 | 0 | 0 | 0 | 0 | 0 | 0 | 0 | 0 | 0 | 0 | 0 | 0 | 0 | 0 | 0
SCE Total Roll-up E3 Calculator - No Carbon Adder - Compliance Scenario | [17 empty] | System | #N/A | [21 empty] | 0 | 0 | 0 | 0 | 0 | 0 | 0 | 0 | 0 | 0 | 0 | 0 | 0 | 0 | 0 | 0 | 0 | 0 | 0 | 0 | 0 | 0 | 0 | 0 | 0 | 0 | 0 | 0 | 0
SCE Total Roll-up E3 Calculator - No Carbon Adder - Compliance Scenario | [17 empty] | System | #N/A | [21 empty] | 0 | 0 | 0 | 0 | 0 | 0 | 0 | 0 | 0 | 0 | 0 | 0 | 0 | 0 | 0 | 0 | 0 | 0 | 0 | 0 | 0 | 0 | 0 | 0 | 0 | 0 | 0 | 0 | 0
SCE Total Roll-up E3 Calculator - No Carbon Adder - Compliance Scenario | [17 empty] | System | #N/A | [21 empty] | 0 | 0 | 0 | 0 | 0 | 0 | 0 | 0 | 0 | 0 | 0 | 0 | 0 | 0 | 0 | 0 | 0 | 0 | 0 | 0 | 0 | 0 | 0 | 0 | 0 | 0 | 0 | 0 | 0
SCE Total Roll-up E3 Calculator - No Carbon Adder - Compliance Scenario | [17 empty] | System | #N/A | [21 empty] | 0 | 0 | 0 | 0 | 0 | 0 | 0 | 0 | 0 | 0 | 0 | 0 | 0 | 0 | 0 | 0 | 0 | 0 | 0 | 0 | 0 | 0 | 0 | 0 | 0 | 0 | 0 | 0 | 0
SCE Total Roll-up E3 Calculator - No Carbon Adder - Compliance Scenario | [17 empty] | System | #N/A | [21 empty] | 0 | 0 | 0 | 0 | 0 | 0 | 0 | 0 | 0 | 0 | 0 | 0 | 0 | 0 | 0 | 0 | 0 | 0 | 0 | 0 | 0 | 0 | 0 | 0 | 0 | 0 | 0 | 0 | 0
SCE Total Roll-up E3 Calculator - No Carbon Adder - Compliance Scenario | [17 empty] | System | #N/A | [21 empty] | 0 | 0 | 0 | 0 | 0 | 0 | 0 | 0 | 0 | 0 | 0 | 0 | 0 | 0 | 0 | 0 | 0 | 0 | 0 | 0 | 0 | 0 | 0 | 0 | 0 | 0 | 0 | 0 | 0
SCE Total Roll-up E3 Calculator - No Carbon Adder - Compliance Scenario | [17 empty] | System | #N/A | [21 empty] | 0 | 0 | 0 | 0 | 0 | 0 | 0 | 0 | 0 | 0 | 0 | 0 | 0 | 0 | 0 | 0 | 0 | 0 | 0 | 0 | 0 | 0 | 0 | 0 | 0 | 0 | 0 | 0 | 0
SCE Total Roll-up E3 Calculator - No Carbon Adder - Compliance Scenario | [17 empty] | System | #N/A | [21 empty] | 0 | 0 | 0 | 0 | 0 | 0 | 0 | 0 | 0 | 0 | 0 | 0 | 0 | 0 | 0 | 0 | 0 | 0 | 0 | 0 | 0 | 0 | 0 | 0 | 0 | 0 | 0 | 0 | 0
SCE Total Roll-up E3 Calculator - No Carbon Adder - Compliance Scenario | [17 empty] | System | #N/A | [21 empty] | 0 | 0 | 0 | 0 | 0 | 0 | 0 | 0 | 0 | 0 | 0 | 0 | 0 | 0 | 0 | 0 | 0 | 0 | 0 | 0 | 0 | 0 | 0 | 0 | 0 | 0 | 0 | 0 | 0
SCE Total Roll-up E3 Calculator - No Carbon Adder - Compliance Scenario | [17 empty] | System | #N/A | [21 empty] | 0 | 0 | 0 | 0 | 0 | 0 | 0 | 0 | 0 | 0 | 0 | 0 | 0 | 0 | 0 | 0 | 0 | 0 | 0 | 0 | 0 | 0 | 0 | 0 | 0 | 0 | 0 | 0 | 0
SCE Total Roll-up E3 Calculator - No Carbon Adder - Compliance Scenario | [17 empty] | System | #N/A | [21 empty] | 0 | 0 | 0 | 0 | 0 | 0 | 0 | 0 | 0 | 0 | 0 | 0 | 0 | 0 | 0 | 0 | 0 | 0 | 0 | 0 | 0 | 0 | 0 | 0 | 0 | 0 | 0 | 0 | 0
SCE Total Roll-up E3 Calculator - No Carbon Adder - Compliance Scenario | [17 empty] | System | #N/A | [21 empty] | 0 | 0 | 0 | 0 | 0 | 0 | 0 | 0 | 0 | 0 | 0 | 0 | 0 | 0 | 0 | 0 | 0 | 0 | 0 | 0 | 0 | 0 | 0 | 0 | 0 | 0 | 0 | 0 | 0
SCE Total Roll-up E3 Calculator - No Carbon Adder - Compliance Scenario | [17 empty] | System | #N/A | [21 empty] | 0 | 0 | 0 | 0 | 0 | 0 | 0 | 0 | 0 | 0 | 0 | 0 | 0 | 0 | 0 | 0 | 0 | 0 | 0 | 0 | 0 | 0 | 0 | 0 | 0 | 0 | 0 | 0 | 0
SCE Total Roll-up E3 Calculator - No Carbon Adder - Compliance Scenario | [17 empty] | System | #N/A | [21 empty] | 0 | 0 | 0 | 0 | 0 | 0 | 0 | 0 | 0 | 0 | 0 | 0 | 0 | 0 | 0 | 0 | 0 | 0 | 0 | 0 | 0 | 0 | 0 | 0 | 0 | 0 | 0 | 0 | 0
SCE Total Roll-up E3 Calculator - No Carbon Adder - Compliance Scenario | [17 empty] | System | #N/A | [21 empty] | 0 | 0 | 0 | 0 | 0 | 0 | 0 | 0 | 0 | 0 | 0 | 0 | 0 | 0 | 0 | 0 | 0 | 0 | 0 | 0 | 0 | 0 | 0 | 0 | 0 | 0 | 0 | 0 | 0
SCE Total Roll-up E3 Calculator - No Carbon Adder - Compliance Scenario | [17 empty] | System | #N/A | [21 empty] | 0 | 0 | 0 | 0 | 0 | 0 | 0 | 0 | 0 | 0 | 0 | 0 | 0 | 0 | 0 | 0 | 0 | 0 | 0 | 0 | 0 | 0 | 0 | 0 | 0 | 0 | 0 | 0 | 0
SCE Total Roll-up E3 Calculator - No Carbon Adder - Compliance Scenario | [17 empty] | System | #N/A | [21 empty] | 0 | 0 | 0 | 0 | 0 | 0 | 0 | 0 | 0 | 0 | 0 | 0 | 0 | 0 | 0 | 0 | 0 | 0 | 0 | 0 | 0 | 0 | 0 | 0 | 0 | 0 | 0 | 0 | 0
SCE Total Roll-up E3 Calculator - No Carbon Adder - Compliance Scenario | [17 empty] | System | #N/A | [21 empty] | 0 | 0 | 0 | 0 | 0 | 0 | 0 | 0 | 0 | 0 | 0 | 0 | 0 | 0 | 0 | 0 | 0 | 0 | 0 | 0 | 0 | 0 | 0 | 0 | 0 | 0 | 0 | 0 | 0
SCE Total Roll-up E3 Calculator - No Carbon Adder - Compliance Scenario | [17 empty] | System | #N/A | [21 empty] | 0 | 0 | 0 | 0 | 0 | 0 | 0 | 0 | 0 | 0 | 0 | 0 | 0 | 0 | 0 | 0 | 0 | 0 | 0 | 0 | 0 | 0 | 0 | 0 | 0 | 0 | 0 | 0 | 0
SCE Total Roll-up E3 Calculator - No Carbon Adder - Compliance Scenario | [17 empty] | System | #N/A | [21 empty] | 0 | 0 | 0 | 0 | 0 | 0 | 0 | 0 | 0 | 0 | 0 | 0 | 0 | 0 | 0 | 0 | 0 | 0 | 0 | 0 | 0 | 0 | 0 | 0 | 0 | 0 | 0 | 0 | 0
SCE Total Roll-up E3 Calculator - No Carbon Adder - Compliance Scenario | [17 empty] | System | #N/A | [21 empty] | 0 | 0 | 0 | 0 | 0 | 0 | 0 | 0 | 0 | 0 | 0 | 0 | 0 | 0 | 0 | 0 | 0 | 0 | 0 | 0 | 0 | 0 | 0 | 0 | 0 | 0 | 0 | 0 | 0
SCE Total Roll-up E3 Calculator - No Carbon Adder - Compliance Scenario | [17 empty] | System | #N/A | [21 empty] | 0 | 0 | 0 | 0 | 0 | 0 | 0 | 0 | 0 | 0 | 0 | 0 | 0 | 0 | 0 | 0 | 0 | 0 | 0 | 0 | 0 | 0 | 0 | 0 | 0 | 0 | 0 | 0 | 0
SCE Total Roll-up E3 Calculator - No Carbon Adder - Compliance Scenario | [17 empty] | System | #N/A | [21 empty] | 0 | 0 | 0 | 0 | 0 | 0 | 0 | 0 | 0 | 0 | 0 | 0 | 0 | 0 | 0 | 0 | 0 | 0 | 0 | 0 | 0 | 0 | 0 | 0 | 0 | 0 | 0 | 0 | 0
SCE Total Roll-up E3 Calculator - No Carbon Adder - Compliance Scenario | [17 empty] | System | #N/A | [21 empty] | 0 | 0 | 0 | 0 | 0 | 0 | 0 | 0 | 0 | 0 | 0 | 0 | 0 | 0 | 0 | 0 | 0 | 0 | 0 | 0 | 0 | 0 | 0 | 0 | 0 | 0 | 0 | 0 | 0
SCE Total Roll-up E3 Calculator - No Carbon Adder - Compliance Scenario | [17 empty] | System | #N/A | [21 empty] | 0 | 0 | 0 | 0 | 0 | 0 | 0 | 0 | 0 | 0 | 0 | 0 | 0 | 0 | 0 | 0 | 0 | 0 | 0 | 0 | 0 | 0 | 0 | 0 | 0 | 0 | 0 | 0 | 0
SCE Total Roll-up E3 Calculator - No Carbon Adder - Compliance Scenario | [17 empty] | System | #N/A | [21 empty] | 0 | 0 | 0 | 0 | 0 | 0 | 0 | 0 | 0 | 0 | 0 | 0 | 0 | 0 | 0 | 0 | 0 | 0 | 0 | 0 | 0 | 0 | 0 | 0 | 0 | 0 | 0 | 0 | 0
SCE Total Roll-up E3 Calculator - No Carbon Adder - Compliance Scenario | [17 empty] | System | #N/A | [21 empty] | 0 | 0 | 0 | 0 | 0 | 0 | 0 | 0 | 0 | 0 | 0 | 0 | 0 | 0 | 0 | 0 | 0 | 0 | 0 | 0 | 0 | 0 | 0 | 0 | 0 | 0 | 0 | 0 | 0
SCE Total Roll-up E3 Calculator - No Carbon Adder - Compliance Scenario | [17 empty] | System | #N/A | [21 empty] | 0 | 0 | 0 | 0 | 0 | 0 | 0 | 0 | 0 | 0 | 0 | 0 | 0 | 0 | 0 | 0 | 0 | 0 | 0 | 0 | 0 | 0 | 0 | 0 | 0 | 0 | 0 | 0 | 0
SCE Total Roll-up E3 Calculator - No Carbon Adder - Compliance Scenario | [17 empty] | System | #N/A | [21 empty] | 0 | 0 | 0 | 0 | 0 | 0 | 0 | 0 | 0 | 0 | 0 | 0 | 0 | 0 | 0 | 0 | 0 | 0 | 0 | 0 | 0 | 0 | 0 | 0 | 0 | 0 | 0 | 0 | 0
SCE Total Roll-up E3 Calculator - No Carbon Adder - Compliance Scenario | [17 empty] | System | #N/A | [21 empty] | 0 | 0 | 0 | 0 | 0 | 0 | 0 | 0 | 0 | 0 | 0 | 0 | 0 | 0 | 0 | 0 | 0 | 0 | 0 | 0 | 0 | 0 | 0 | 0 | 0 | 0 | 0 | 0 | 0
SCE Total Roll-up E3 Calculator - No Carbon Adder - Compliance Scenario | [17 empty] | System | #N/A | [21 empty] | 0 | 0 | 0 | 0 | 0 | 0 | 0 | 0 | 0 | 0 | 0 | 0 | 0 | 0 | 0 | 0 | 0 | 0 | 0 | 0 | 0 | 0 | 0 | 0 | 0 | 0 | 0 | 0 | 0
SCE Total Roll-up E3 Calculator - No Carbon Adder - Compliance Scenario | [17 empty] | System | #N/A | [21 empty] | 0 | 0 | 0 | 0 | 0 | 0 | 0 | 0 | 0 | 0 | 0 | 0 | 0 | 0 | 0 | 0 | 0 | 0 | 0 | 0 | 0 | 0 | 0 | 0 | 0 | 0 | 0 | 0 | 0
SCE Total Roll-up E3 Calculator - No Carbon Adder - Compliance Scenario | [17 empty] | System | #N/A | [21 empty] | 0 | 0 | 0 | 0 | 0 | 0 | 0 | 0 | 0 | 0 | 0 | 0 | 0 | 0 | 0 | 0 | 0 | 0 | 0 | 0 | 0 | 0 | 0 | 0 | 0 | 0 | 0 | 0 | 0
SCE Total Roll-up E3 Calculator - No Carbon Adder - Compliance Scenario | [17 empty] | System | #N/A | [21 empty] | 0 | 0 | 0 | 0 | 0 | 0 | 0 | 0 | 0 | 0 | 0 | 0 | 0 | 0 | 0 | 0 | 0 | 0 | 0 | 0 | 0 | 0 | 0 | 0 | 0 | 0 | 0 | 0 | 0
SCE Total Roll-up E3 Calculator - No Carbon Adder - Compliance Scenario | [17 empty] | System | #N/A | [21 empty] | 0 | 0 | 0 | 0 | 0 | 0 | 0 | 0 | 0 | 0 | 0 | 0 | 0 | 0 | 0 | 0 | 0 | 0 | 0 | 0 | 0 | 0 | 0 | 0 | 0 | 0 | 0 | 0 | 0
SCE Total Roll-up E3 Calculator - No Carbon Adder - Compliance Scenario | [17 empty] | System | #N/A | [21 empty] | 0 | 0 | 0 | 0 | 0 | 0 | 0 | 0 | 0 | 0 | 0 | 0 | 0 | 0 | 0 | 0 | 0 | 0 | 0 | 0 | 0 | 0 | 0 | 0 | 0 | 0 | 0 | 0 | 0
SCE Total Roll-up E3 Calculator - No Carbon Adder - Compliance Scenario | [17 empty] | System | #N/A | [21 empty] | 0 | 0 | 0 | 0 | 0 | 0 | 0 | 0 | 0 | 0 | 0 | 0 | 0 | 0 | 0 | 0 | 0 | 0 | 0 | 0 | 0 | 0 | 0 | 0 | 0 | 0 | 0 | 0 | 0
SCE Total Roll-up E3 Calculator - No Carbon Adder - Compliance Scenario | [17 empty] | System | #N/A | [21 empty] | 0 | 0 | 0 | 0 | 0 | 0 | 0 | 0 | 0 | 0 | 0 | 0 | 0 | 0 | 0 | 0 | 0 | 0 | 0 | 0 | 0 | 0 | 0 | 0 | 0 | 0 | 0 | 0 | 0
SCE Total Roll-up E3 Calculator - No Carbon Adder - Compliance Scenario | [17 empty] | System | #N/A | [21 empty] | 0 | 0 | 0 | 0 | 0 | 0 | 0 | 0 | 0 | 0 | 0 | 0 | 0 | 0 | 0 | 0 | 0 | 0 | 0 | 0 | 0 | 0 | 0 | 0 | 0 | 0 | 0 | 0 | 0
SCE Total Roll-up E3 Calculator - No Carbon Adder - Compliance Scenario | [17 empty] | System | #N/A | [21 empty] | 0 | 0 | 0 | 0 | 0 | 0 | 0 | 0 | 0 | 0 | 0 | 0 | 0 | 0 | 0 | 0 | 0 | 0 | 0 | 0 | 0 | 0 | 0 | 0 | 0 | 0 | 0 | 0 | 0
SCE Total Roll-up E3 Calculator - No Carbon Adder - Compliance Scenario | [17 empty] | System | #N/A | [21 empty] | 0 | 0 | 0 | 0 | 0 | 0 | 0 | 0 | 0 | 0 | 0 | 0 | 0 | 0 | 0 | 0 | 0 | 0 | 0 | 0 | 0 | 0 | 0 | 0 | 0 | 0 | 0 | 0 | 0
SCE Total Roll-up E3 Calculator - No Carbon Adder - Compliance Scenario | [17 empty] | System | #N/A | [21 empty] | 0 | 0 | 0 | 0 | 0 | 0 | 0 | 0 | 0 | 0 | 0 | 0 | 0 | 0 | 0 | 0 | 0 | 0 | 0 | 0 | 0 | 0 | 0 | 0 | 0 | 0 | 0 | 0 | 0
SCE Total Roll-up E3 Calculator - No Carbon Adder - Compliance Scenario | [17 empty] | System | #N/A | [21 empty] | 0 | 0 | 0 | 0 | 0 | 0 | 0 | 0 | 0 | 0 | 0 | 0 | 0 | 0 | 0 | 0 | 0 | 0 | 0 | 0 | 0 | 0 | 0 | 0 | 0 | 0 | 0 | 0 | 0
SCE Total Roll-up E3 Calculator - No Carbon Adder - Compliance Scenario | [17 empty] | System | #N/A | [21 empty] | 0 | 0 | 0 | 0 | 0 | 0 | 0 | 0 | 0 | 0 | 0 | 0 | 0 | 0 | 0 | 0 | 0 | 0 | 0 | 0 | 0 | 0 | 0 | 0 | 0 | 0 | 0 | 0 | 0
SCE Total Roll-up E3 Calculator - No Carbon Adder - Compliance Scenario | [17 empty] | System | #N/A | [21 empty] | 0 | 0 | 0 | 0 | 0 | 0 | 0 | 0 | 0 | 0 | 0 | 0 | 0 | 0 | 0 | 0 | 0 | 0 | 0 | 0 | 0 | 0 | 0 | 0 | 0 | 0 | 0 | 0 | 0
SCE Total Roll-up E3 Calculator - No Carbon Adder - Compliance Scenario | [17 empty] | System | #N/A | [21 empty] | 0 | 0 | 0 | 0 | 0 | 0 | 0 | 0 | 0 | 0 | 0 | 0 | 0 | 0 | 0 | 0 | 0 | 0 | 0 | 0 | 0 | 0 | 0 | 0 | 0 | 0 | 0 | 0 | 0
SCE Total Roll-up E3 Calculator - No Carbon Adder - Compliance Scenario | [17 empty] | System | #N/A | [21 empty] | 0 | 0 | 0 | 0 | 0 | 0 | 0 | 0 | 0 | 0 | 0 | 0 | 0 | 0 | 0 | 0 | 0 | 0 | 0 | 0 | 0 | 0 | 0 | 0 | 0 | 0 | 0 | 0 | 0
SCE Total Roll-up E3 Calculator - No Carbon Adder - Compliance Scenario | [17 empty] | System | #N/A | [21 empty] | 0 | 0 | 0 | 0 | 0 | 0 | 0 | 0 | 0 | 0 | 0 | 0 | 0 | 0 | 0 | 0 | 0 | 0 | 0 | 0 | 0 | 0 | 0 | 0 | 0 | 0 | 0 | 0 | 0
SCE Total Roll-up E3 Calculator - No Carbon Adder - Compliance Scenario | [17 empty] | System | #N/A | [21 empty] | 0 | 0 | 0 | 0 | 0 | 0 | 0 | 0 | 0 | 0 | 0 | 0 | 0 | 0 | 0 | 0 | 0 | 0 | 0 | 0 | 0 | 0 | 0 | 0 | 0 | 0 | 0 | 0 | 0
SCE Total Roll-up E3 Calculator - No Carbon Adder - Compliance Scenario | [17 empty] | System | #N/A | [21 empty] | 0 | 0 | 0 | 0 | 0 | 0 | 0 | 0 | 0 | 0 | 0 | 0 | 0 | 0 | 0 | 0 | 0 | 0 | 0 | 0 | 0 | 0 | 0 | 0 | 0 | 0 | 0 | 0 | 0
SCE Total Roll-up E3 Calculator - No Carbon Adder - Compliance Scenario | [17 empty] | System | #N/A | [21 empty] | 0 | 0 | 0 | 0 | 0 | 0 | 0 | 0 | 0 | 0 | 0 | 0 | 0 | 0 | 0 | 0 | 0 | 0 | 0 | 0 | 0 | 0 | 0 | 0 | 0 | 0 | 0 | 0 | 0
SCE Total Roll-up E3 Calculator - No Carbon Adder - Compliance Scenario | [17 empty] | System | #N/A | [21 empty] | 0 | 0 | 0 | 0 | 0 | 0 | 0 | 0 | 0 | 0 | 0 | 0 | 0 | 0 | 0 | 0 | 0 | 0 | 0 | 0 | 0 | 0 | 0 | 0 | 0 | 0 | 0 | 0 | 0
SCE Total Roll-up E3 Calculator - No Carbon Adder - Compliance Scenario | [17 empty] | System | #N/A | [21 empty] | 0 | 0 | 0 | 0 | 0 | 0 | 0 | 0 | 0 | 0 | 0 | 0 | 0 | 0 | 0 | 0 | 0 | 0 | 0 | 0 | 0 | 0 | 0 | 0 | 0 | 0 | 0 | 0 | 0
SCE Total Roll-up E3 Calculator - No Carbon Adder - Compliance Scenario | [17 empty] | System | #N/A | [21 empty] | 0 | 0 | 0 | 0 | 0 | 0 | 0 | 0 | 0 | 0 | 0 | 0 | 0 | 0 | 0 | 0 | 0 | 0 | 0 | 0 | 0 | 0 | 0 | 0 | 0 | 0 | 0 | 0 | 0
SCE Total Roll-up E3 Calculator - No Carbon Adder - Compliance Scenario | [17 empty] | System | #N/A | [21 empty] | 0 | 0 | 0 | 0 | 0 | 0 | 0 | 0 | 0 | 0 | 0 | 0 | 0 | 0 | 0 | 0 | 0 | 0 | 0 | 0 | 0 | 0 | 0 | 0 | 0 | 0 | 0 | 0 | 0
SCE Total Roll-up E3 Calculator - No Carbon Adder - Compliance Scenario | [17 empty] | System | #N/A | [21 empty] | 0 | 0 | 0 | 0 | 0 | 0 | 0 | 0 | 0 | 0 | 0 | 0 | 0 | 0 | 0 | 0 | 0 | 0 | 0 | 0 | 0 | 0 | 0 | 0 | 0 | 0 | 0 | 0 | 0
SCE Total Roll-up E3 Calculator - No Carbon Adder - Compliance Scenario | [17 empty] | System | #N/A | [21 empty] | 0 | 0 | 0 | 0 | 0 | 0 | 0 | 0 | 0 | 0 | 0 | 0 | 0 | 0 | 0 | 0 | 0 | 0 | 0 | 0 | 0 | 0 | 0 | 0 | 0 | 0 | 0 | 0 | 0
SCE Total Roll-up E3 Calculator - No Carbon Adder - Compliance Scenario | [17 empty] | System | #N/A | [21 empty] | 0 | 0 | 0 | 0 | 0 | 0 | 0 | 0 | 0 | 0 | 0 | 0 | 0 | 0 | 0 | 0 | 0 | 0 | 0 | 0 | 0 | 0 | 0 | 0 | 0 | 0 | 0 | 0 | 0
SCE Total Roll-up E3 Calculator - No Carbon Adder - Compliance Scenario | [17 empty] | System | #N/A | [21 empty] | 0 | 0 | 0 | 0 | 0 | 0 | 0 | 0 | 0 | 0 | 0 | 0 | 0 | 0 | 0 | 0 | 0 | 0 | 0 | 0 | 0 | 0 | 0 | 0 | 0 | 0 | 0 | 0 | 0
SCE Total Roll-up E3 Calculator - No Carbon Adder - Compliance Scenario | [17 empty] | System | #N/A | [21 empty] | 0 | 0 | 0 | 0 | 0 | 0 | 0 | 0 | 0 | 0 | 0 | 0 | 0 | 0 | 0 | 0 | 0 | 0 | 0 | 0 | 0 | 0 | 0 | 0 | 0 | 0 | 0 | 0 | 0
SCE Total Roll-up E3 Calculator - No Carbon Adder - Compliance Scenario | [17 empty] | System | #N/A | [21 empty] | 0 | 0 | 0 | 0 | 0 | 0 | 0 | 0 | 0 | 0 | 0 | 0 | 0 | 0 | 0 | 0 | 0 | 0 | 0 | 0 | 0 | 0 | 0 | 0 | 0 | 0 | 0 | 0 | 0
SCE Total Roll-up E3 Calculator - No Carbon Adder - Compliance Scenario | [17 empty] | System | #N/A | [21 empty] | 0 | 0 | 0 | 0 | 0 | 0 | 0 | 0 | 0 | 0 | 0 | 0 | 0 | 0 | 0 | 0 | 0 | 0 | 0 | 0 | 0 | 0 | 0 | 0 | 0 | 0 | 0 | 0 | 0
SCE Total Roll-up E3 Calculator - No Carbon Adder - Compliance Scenario | [17 empty] | System | #N/A | [21 empty] | 0 | 0 | 0 | 0 | 0 | 0 | 0 | 0 | 0 | 0 | 0 | 0 | 0 | 0 | 0 | 0 | 0 | 0 | 0 | 0 | 0 | 0 | 0 | 0 | 0 | 0 | 0 | 0 | 0
SCE Total Roll-up E3 Calculator - No Carbon Adder - Compliance Scenario | [17 empty] | System | #N/A | [21 empty] | 0 | 0 | 0 | 0 | 0 | 0 | 0 | 0 | 0 | 0 | 0 | 0 | 0 | 0 | 0 | 0 | 0 | 0 | 0 | 0 | 0 | 0 | 0 | 0 | 0 | 0 | 0 | 0 | 0
SCE Total Roll-up E3 Calculator - No Carbon Adder - Compliance Scenario | [17 empty] | System | #N/A | [21 empty] | 0 | 0 | 0 | 0 | 0 | 0 | 0 | 0 | 0 | 0 | 0 | 0 | 0 | 0 | 0 | 0 | 0 | 0 | 0 | 0 | 0 | 0 | 0 | 0 | 0 | 0 | 0 | 0 | 0
SCE Total Roll-up E3 Calculator - No Carbon Adder - Compliance Scenario | [17 empty] | System | #N/A | [21 empty] | 0 | 0 | 0 | 0 | 0 | 0 | 0 | 0 | 0 | 0 | 0 | 0 | 0 | 0 | 0 | 0 | 0 | 0 | 0 | 0 | 0 | 0 | 0 | 0 | 0 | 0 | 0 | 0 | 0
SCE Total Roll-up E3 Calculator - No Carbon Adder - Compliance Scenario | [17 empty] | System | #N/A | [21 empty] | 0 | 0 | 0 | 0 | 0 | 0 | 0 | 0 | 0 | 0 | 0 | 0 | 0 | 0 | 0 | 0 | 0 | 0 | 0 | 0 | 0 | 0 | 0 | 0 | 0 | 0 | 0 | 0 | 0
SCE Total Roll-up E3 Calculator - No Carbon Adder - Compliance Scenario | [17 empty] | System | #N/A | [21 empty] | 0 | 0 | 0 | 0 | 0 | 0 | 0 | 0 | 0 | 0 | 0 | 0 | 0 | 0 | 0 | 0 | 0 | 0 | 0 | 0 | 0 | 0 | 0 | 0 | 0 | 0 | 0 | 0 | 0
SCE Total Roll-up E3 Calculator - No Carbon Adder - Compliance Scenario | [17 empty] | System | #N/A | [21 empty] | 0 | 0 | 0 | 0 | 0 | 0 | 0 | 0 | 0 | 0 | 0 | 0 | 0 | 0 | 0 | 0 | 0 | 0 | 0 | 0 | 0 | 0 | 0 | 0 | 0 | 0 | 0 | 0 | 0
SCE Total Roll-up E3 Calculator - No Carbon Adder - Compliance Scenario | [17 empty] | System | #N/A | [21 empty] | 0 | 0 | 0 | 0 | 0 | 0 | 0 | 0 | 0 | 0 | 0 | 0 | 0 | 0 | 0 | 0 | 0 | 0 | 0 | 0 | 0 | 0 | 0 | 0 | 0 | 0 | 0 | 0 | 0
SCE Total Roll-up E3 Calculator - No Carbon Adder - Compliance Scenario | [17 empty] | System | #N/A | [21 empty] | 0 | 0 | 0 | 0 | 0 | 0 | 0 | 0 | 0 | 0 | 0 | 0 | 0 | 0 | 0 | 0 | 0 | 0 | 0 | 0 | 0 | 0 | 0 | 0 | 0 | 0 | 0 | 0 | 0
SCE Total Roll-up E3 Calculator - No Carbon Adder - Compliance Scenario | [17 empty] | System | #N/A | [21 empty] | 0 | 0 | 0 | 0 | 0 | 0 | 0 | 0 | 0 | 0 | 0 | 0 | 0 | 0 | 0 | 0 | 0 | 0 | 0 | 0 | 0 | 0 | 0 | 0 | 0 | 0 | 0 | 0 | 0
SCE Total Roll-up E3 Calculator - No Carbon Adder - Compliance Scenario | [17 empty] | System | #N/A | [21 empty] | 0 | 0 | 0 | 0 | 0 | 0 | 0 | 0 | 0 | 0 | 0 | 0 | 0 | 0 | 0 | 0 | 0 | 0 | 0 | 0 | 0 | 0 | 0 | 0 | 0 | 0 | 0 | 0 | 0
SCE Total Roll-up E3 Calculator - No Carbon Adder - Compliance Scenario | [17 empty] | System | #N/A | [21 empty] | 0 | 0 | 0 | 0 | 0 | 0 | 0 | 0 | 0 | 0 | 0 | 0 | 0 | 0 | 0 | 0 | 0 | 0 | 0 | 0 | 0 | 0 | 0 | 0 | 0 | 0 | 0 | 0 | 0
SCE Total Roll-up E3 Calculator - No Carbon Adder - Compliance Scenario | [17 empty] | System | #N/A | [21 empty] | 0 | 0 | 0 | 0 | 0 | 0 | 0 | 0 | 0 | 0 | 0 | 0 | 0 | 0 | 0 | 0 | 0 | 0 | 0 | 0 | 0 | 0 | 0 | 0 | 0 | 0 | 0 | 0 | 0
SCE Total Roll-up E3 Calculator - No Carbon Adder - Compliance Scenario | [17 empty] | System | #N/A | [21 empty] | 0 | 0 | 0 | 0 | 0 | 0 | 0 | 0 | 0 | 0 | 0 | 0 | 0 | 0 | 0 | 0 | 0 | 0 | 0 | 0 | 0 | 0 | 0 | 0 | 0 | 0 | 0 | 0 | 0
SCE Total Roll-up E3 Calculator - No Carbon Adder - Compliance Scenario | [17 empty] | System | #N/A | [21 empty] | 0 | 0 | 0 | 0 | 0 | 0 | 0 | 0 | 0 | 0 | 0 | 0 | 0 | 0 | 0 | 0 | 0 | 0 | 0 | 0 | 0 | 0 | 0 | 0 | 0 | 0 | 0 | 0 | 0
SCE Total Roll-up E3 Calculator - No Carbon Adder - Compliance Scenario | [17 empty] | System | #N/A | [21 empty] | 0 | 0 | 0 | 0 | 0 | 0 | 0 | 0 | 0 | 0 | 0 | 0 | 0 | 0 | 0 | 0 | 0 | 0 | 0 | 0 | 0 | 0 | 0 | 0 | 0 | 0 | 0 | 0 | 0
SCE Total Roll-up E3 Calculator - No Carbon Adder - Compliance Scenario | [17 empty] | System | #N/A | [21 empty] | 0 | 0 | 0 | 0 | 0 | 0 | 0 | 0 | 0 | 0 | 0 | 0 | 0 | 0 | 0 | 0 | 0 | 0 | 0 | 0 | 0 | 0 | 0 | 0 | 0 | 0 | 0 | 0 | 0
SCE Total Roll-up E3 Calculator - No Carbon Adder - Compliance Scenario | [17 empty] | System | #N/A | [21 empty] | 0 | 0 | 0 | 0 | 0 | 0 | 0 | 0 | 0 | 0 | 0 | 0 | 0 | 0 | 0 | 0 | 0 | 0 | 0 | 0 | 0 | 0 | 0 | 0 | 0 | 0 | 0 | 0 | 0
SCE Total Roll-up E3 Calculator - No Carbon Adder - Compliance Scenario | [17 empty] | System | #N/A | [21 empty] | 0 | 0 | 0 | 0 | 0 | 0 | 0 | 0 | 0 | 0 | 0 | 0 | 0 | 0 | 0 | 0 | 0 | 0 | 0 | 0 | 0 | 0 | 0 | 0 | 0 | 0 | 0 | 0 | 0
SCE Total Roll-up E3 Calculator - No Carbon Adder - Compliance Scenario | [17 empty] | System | #N/A | [21 empty] | 0 | 0 | 0 | 0 | 0 | 0 | 0 | 0 | 0 | 0 | 0 | 0 | 0 | 0 | 0 | 0 | 0 | 0 | 0 | 0 | 0 | 0 | 0 | 0 | 0 | 0 | 0 | 0 | 0
SCE Total Roll-up E3 Calculator - No Carbon Adder - Compliance Scenario | [17 empty] | System | #N/A | [21 empty] | 0 | 0 | 0 | 0 | 0 | 0 | 0 | 0 | 0 | 0 | 0 | 0 | 0 | 0 | 0 | 0 | 0 | 0 | 0 | 0 | 0 | 0 | 0 | 0 | 0 | 0 | 0 | 0 | 0
SCE Total Roll-up E3 Calculator - No Carbon Adder - Compliance Scenario | [17 empty] | System | #N/A | [21 empty] | 0 | 0 | 0 | 0 | 0 | 0 | 0 | 0 | 0 | 0 | 0 | 0 | 0 | 0 | 0 | 0 | 0 | 0 | 0 | 0 | 0 | 0 | 0 | 0 | 0 | 0 | 0 | 0 | 0
SCE Total Roll-up E3 Calculator - No Carbon Adder - Compliance Scenario | [17 empty] | System | #N/A | [21 empty] | 0 | 0 | 0 | 0 | 0 | 0 | 0 | 0 | 0 | 0 | 0 | 0 | 0 | 0 | 0 | 0 | 0 | 0 | 0 | 0 | 0 | 0 | 0 | 0 | 0 | 0 | 0 | 0 | 0
SCE Total Roll-up E3 Calculator - No Carbon Adder - Compliance Scenario | [17 empty] | System | #N/A | [21 empty] | 0 | 0 | 0 | 0 | 0 | 0 | 0 | 0 | 0 | 0 | 0 | 0 | 0 | 0 | 0 | 0 | 0 | 0 | 0 | 0 | 0 | 0 | 0 | 0 | 0 | 0 | 0 | 0 | 0
SCE Total Roll-up E3 Calculator - No Carbon Adder - Compliance Scenario | [17 empty] | System | #N/A | [21 empty] | 0 | 0 | 0 | 0 | 0 | 0 | 0 | 0 | 0 | 0 | 0 | 0 | 0 | 0 | 0 | 0 | 0 | 0 | 0 | 0 | 0 | 0 | 0 | 0 | 0 | 0 | 0 | 0 | 0
SCE Total Roll-up E3 Calculator - No Carbon Adder - Compliance Scenario | [17 empty] | System | #N/A | [21 empty] | 0 | 0 | 0 | 0 | 0 | 0 | 0 | 0 | 0 | 0 | 0 | 0 | 0 | 0 | 0 | 0 | 0 | 0 | 0 | 0 | 0 | 0 | 0 | 0 | 0 | 0 | 0 | 0 | 0
SCE Total Roll-up E3 Calculator - No Carbon Adder - Compliance Scenario | [17 empty] | System | #N/A | [21 empty] | 0 | 0 | 0 | 0 | 0 | 0 | 0 | 0 | 0 | 0 | 0 | 0 | 0 | 0 | 0 | 0 | 0 | 0 | 0 | 0 | 0 | 0 | 0 | 0 | 0 | 0 | 0 | 0 | 0
SCE Total Roll-up E3 Calculator - No Carbon Adder - Compliance Scenario | [17 empty] | System | #N/A | [21 empty] | 0 | 0 | 0 | 0 | 0 | 0 | 0 | 0 | 0 | 0 | 0 | 0 | 0 | 0 | 0 | 0 | 0 | 0 | 0 | 0 | 0 | 0 | 0 | 0 | 0 | 0 | 0 | 0 | 0
SCE Total Roll-up E3 Calculator - No Carbon Adder - Compliance Scenario | [17 empty] | System | #N/A | [21 empty] | 0 | 0 | 0 | 0 | 0 | 0 | 0 | 0 | 0 | 0 | 0 | 0 | 0 | 0 | 0 | 0 | 0 | 0 | 0 | 0 | 0 | 0 | 0 | 0 | 0 | 0 | 0 | 0 | 0
SCE Total Roll-up E3 Calculator - No Carbon Adder - Compliance Scenario | [17 empty] | System | #N/A | [21 empty] | 0 | 0 | 0 | 0 | 0 | 0 | 0 | 0 | 0 | 0 | 0 | 0 | 0 | 0 | 0 | 0 | 0 | 0 | 0 | 0 | 0 | 0 | 0 | 0 | 0 | 0 | 0 | 0 | 0
SCE Total Roll-up E3 Calculator - No Carbon Adder - Compliance Scenario | [17 empty] | System | #N/A | [21 empty] | 0 | 0 | 0 | 0 | 0 | 0 | 0 | 0 | 0 | 0 | 0 | 0 | 0 | 0 | 0 | 0 | 0 | 0 | 0 | 0 | 0 | 0 | 0 | 0 | 0 | 0 | 0 | 0 | 0
SCE Total Roll-up E3 Calculator - No Carbon Adder - Compliance Scenario | [17 empty] | System | #N/A | [21 empty] | 0 | 0 | 0 | 0 | 0 | 0 | 0 | 0 | 0 | 0 | 0 | 0 | 0 | 0 | 0 | 0 | 0 | 0 | 0 | 0 | 0 | 0 | 0 | 0 | 0 | 0 | 0 | 0 | 0
SCE Total Roll-up E3 Calculator - No Carbon Adder - Compliance Scenario | [17 empty] | System | #N/A | [21 empty] | 0 | 0 | 0 | 0 | 0 | 0 | 0 | 0 | 0 | 0 | 0 | 0 | 0 | 0 | 0 | 0 | 0 | 0 | 0 | 0 | 0 | 0 | 0 | 0 | 0 | 0 | 0 | 0 | 0
SCE Total Roll-up E3 Calculator - No Carbon Adder - Compliance Scenario | [17 empty] | System | #N/A | [21 empty] | 0 | 0 | 0 | 0 | 0 | 0 | 0 | 0 | 0 | 0 | 0 | 0 | 0 | 0 | 0 | 0 | 0 | 0 | 0 | 0 | 0 | 0 | 0 | 0 | 0 | 0 | 0 | 0 | 0
SCE Total Roll-up E3 Calculator - No Carbon Adder - Compliance Scenario | [17 empty] | System | #N/A | [21 empty] | 0 | 0 | 0 | 0 | 0 | 0 | 0 | 0 | 0 | 0 | 0 | 0 | 0 | 0 | 0 | 0 | 0 | 0 | 0 | 0 | 0 | 0 | 0 | 0 | 0 | 0 | 0 | 0 | 0
SCE Total Roll-up E3 Calculator - No Carbon Adder - Compliance Scenario | [17 empty] | System | #N/A | [21 empty] | 0 | 0 | 0 | 0 | 0 | 0 | 0 | 0 | 0 | 0 | 0 | 0 | 0 | 0 | 0 | 0 | 0 | 0 | 0 | 0 | 0 | 0 | 0 | 0 | 0 | 0 | 0 | 0 | 0
SCE Total Roll-up E3 Calculator - No Carbon Adder - Compliance Scenario | [17 empty] | System | #N/A | [21 empty] | 0 | 0 | 0 | 0 | 0 | 0 | 0 | 0 | 0 | 0 | 0 | 0 | 0 | 0 | 0 | 0 | 0 | 0 | 0 | 0 | 0 | 0 | 0 | 0 | 0 | 0 | 0 | 0 | 0
SCE Total Roll-up E3 Calculator - No Carbon Adder - Compliance Scenario | [17 empty] | System | #N/A | [21 empty] | 0 | 0 | 0 | 0 | 0 | 0 | 0 | 0 | 0 | 0 | 0 | 0 | 0 | 0 | 0 | 0 | 0 | 0 | 0 | 0 | 0 | 0 | 0 | 0 | 0 | 0 | 0 | 0 | 0
SCE Total Roll-up E3 Calculator - No Carbon Adder - Compliance Scenario | [17 empty] | System | #N/A | [21 empty] | 0 | 0 | 0 | 0 | 0 | 0 | 0 | 0 | 0 | 0 | 0 | 0 | 0 | 0 | 0 | 0 | 0 | 0 | 0 | 0 | 0 | 0 | 0 | 0 | 0 | 0 | 0 | 0 | 0
SCE Total Roll-up E3 Calculator - No Carbon Adder - Compliance Scenario | [17 empty] | System | #N/A | [21 empty] | 0 | 0 | 0 | 0 | 0 | 0 | 0 | 0 | 0 | 0 | 0 | 0 | 0 | 0 | 0 | 0 | 0 | 0 | 0 | 0 | 0 | 0 | 0 | 0 | 0 | 0 | 0 | 0 | 0
SCE Total Roll-up E3 Calculator - No Carbon Adder - Compliance Scenario | [17 empty] | System | #N/A | [21 empty] | 0 | 0 | 0 | 0 | 0 | 0 | 0 | 0 | 0 | 0 | 0 | 0 | 0 | 0 | 0 | 0 | 0 | 0 | 0 | 0 | 0 | 0 | 0 | 0 | 0 | 0 | 0 | 0 | 0
SCE Total Roll-up E3 Calculator - No Carbon Adder - Compliance Scenario | [17 empty] | System | #N/A | [21 empty] | 0 | 0 | 0 | 0 | 0 | 0 | 0 | 0 | 0 | 0 | 0 | 0 | 0 | 0 | 0 | 0 | 0 | 0 | 0 | 0 | 0 | 0 | 0 | 0 | 0 | 0 | 0 | 0 | 0
SCE Total Roll-up E3 Calculator - No Carbon Adder - Compliance Scenario | [17 empty] | System | #N/A | [21 empty] | 0 | 0 | 0 | 0 | 0 | 0 | 0 | 0 | 0 | 0 | 0 | 0 | 0 | 0 | 0 | 0 | 0 | 0 | 0 | 0 | 0 | 0 | 0 | 0 | 0 | 0 | 0 | 0 | 0
SCE Total Roll-up E3 Calculator - No Carbon Adder - Compliance Scenario | [17 empty] | System | #N/A | [21 empty] | 0 | 0 | 0 | 0 | 0 | 0 | 0 | 0 | 0 | 0 | 0 | 0 | 0 | 0 | 0 | 0 | 0 | 0 | 0 | 0 | 0 | 0 | 0 | 0 | 0 | 0 | 0 | 0 | 0
SCE Total Roll-up E3 Calculator - No Carbon Adder - Compliance Scenario | [17 empty] | System | #N/A | [21 empty] | 0 | 0 | 0 | 0 | 0 | 0 | 0 | 0 | 0 | 0 | 0 | 0 | 0 | 0 | 0 | 0 | 0 | 0 | 0 | 0 | 0 | 0 | 0 | 0 | 0 | 0 | 0 | 0 | 0
SCE Total Roll-up E3 Calculator - No Carbon Adder - Compliance Scenario | [17 empty] | System | #N/A | [21 empty] | 0 | 0 | 0 | 0 | 0 | 0 | 0 | 0 | 0 | 0 | 0 | 0 | 0 | 0 | 0 | 0 | 0 | 0 | 0 | 0 | 0 | 0 | 0 | 0 | 0 | 0 | 0 | 0 | 0
SCE Total Roll-up E3 Calculator - No Carbon Adder - Compliance Scenario | [17 empty] | System | #N/A | [21 empty] | 0 | 0 | 0 | 0 | 0 | 0 | 0 | 0 | 0 | 0 | 0 | 0 | 0 | 0 | 0 | 0 | 0 | 0 | 0 | 0 | 0 | 0 | 0 | 0 | 0 | 0 | 0 | 0 | 0
SCE Total Roll-up E3 Calculator - No Carbon Adder - Compliance Scenario | [17 empty] | System | #N/A | [21 empty] | 0 | 0 | 0 | 0 | 0 | 0 | 0 | 0 | 0 | 0 | 0 | 0 | 0 | 0 | 0 | 0 | 0 | 0 | 0 | 0 | 0 | 0 | 0 | 0 | 0 | 0 | 0 | 0 | 0
SCE Total Roll-up E3 Calculator - No Carbon Adder - Compliance Scenario | [17 empty] | System | #N/A | [21 empty] | 0 | 0 | 0 | 0 | 0 | 0 | 0 | 0 | 0 | 0 | 0 | 0 | 0 | 0 | 0 | 0 | 0 | 0 | 0 | 0 | 0 | 0 | 0 | 0 | 0 | 0 | 0 | 0 | 0
SCE Total Roll-up E3 Calculator - No Carbon Adder - Compliance Scenario | [17 empty] | System | #N/A | [21 empty] | 0 | 0 | 0 | 0 | 0 | 0 | 0 | 0 | 0 | 0 | 0 | 0 | 0 | 0 | 0 | 0 | 0 | 0 | 0 | 0 | 0 | 0 | 0 | 0 | 0 | 0 | 0 | 0 | 0
SCE Total Roll-up E3 Calculator - No Carbon Adder - Compliance Scenario | [17 empty] | System | #N/A | [21 empty] | 0 | 0 | 0 | 0 | 0 | 0 | 0 | 0 | 0 | 0 | 0 | 0 | 0 | 0 | 0 | 0 | 0 | 0 | 0 | 0 | 0 | 0 | 0 | 0 | 0 | 0 | 0 | 0 | 0
SCE Total Roll-up E3 Calculator - No Carbon Adder - Compliance Scenario | [17 empty] | System | #N/A | [21 empty] | 0 | 0 | 0 | 0 | 0 | 0 | 0 | 0 | 0 | 0 | 0 | 0 | 0 | 0 | 0 | 0 | 0 | 0 | 0 | 0 | 0 | 0 | 0 | 0 | 0 | 0 | 0 | 0 | 0
SCE Total Roll-up E3 Calculator - No Carbon Adder - Compliance Scenario | [17 empty] | System | #N/A | [21 empty] | 0 | 0 | 0 | 0 | 0 | 0 | 0 | 0 | 0 | 0 | 0 | 0 | 0 | 0 | 0 | 0 | 0 | 0 | 0 | 0 | 0 | 0 | 0 | 0 | 0 | 0 | 0 | 0 | 0
SCE Total Roll-up E3 Calculator - No Carbon Adder - Compliance Scenario | [17 empty] | System | #N/A | [21 empty] | 0 | 0 | 0 | 0 | 0 | 0 | 0 | 0 | 0 | 0 | 0 | 0 | 0 | 0 | 0 | 0 | 0 | 0 | 0 | 0 | 0 | 0 | 0 | 0 | 0 | 0 | 0 | 0 | 0
SCE Total Roll-up E3 Calculator - No Carbon Adder - Compliance Scenario | [17 empty] | System | #N/A | [21 empty] | 0 | 0 | 0 | 0 | 0 | 0 | 0 | 0 | 0 | 0 | 0 | 0 | 0 | 0 | 0 | 0 | 0 | 0 | 0 | 0 | 0 | 0 | 0 | 0 | 0 | 0 | 0 | 0 | 0
SCE Total Roll-up E3 Calculator - No Carbon Adder - Compliance Scenario | [17 empty] | System | #N/A | [21 empty] | 0 | 0 | 0 | 0 | 0 | 0 | 0 | 0 | 0 | 0 | 0 | 0 | 0 | 0 | 0 | 0 | 0 | 0 | 0 | 0 | 0 | 0 | 0 | 0 | 0 | 0 | 0 | 0 | 0
SCE Total Roll-up E3 Calculator - No Carbon Adder - Compliance Scenario | [17 empty] | System | #N/A | [21 empty] | 0 | 0 | 0 | 0 | 0 | 0 | 0 | 0 | 0 | 0 | 0 | 0 | 0 | 0 | 0 | 0 | 0 | 0 | 0 | 0 | 0 | 0 | 0 | 0 | 0 | 0 | 0 | 0 | 0
SCE Total Roll-up E3 Calculator - No Carbon Adder - Compliance Scenario | [17 empty] | System | #N/A | [21 empty] | 0 | 0 | 0 | 0 | 0 | 0 | 0 | 0 | 0 | 0 | 0 | 0 | 0 | 0 | 0 | 0 | 0 | 0 | 0 | 0 | 0 | 0 | 0 | 0 | 0 | 0 | 0 | 0 | 0
SCE Total Roll-up E3 Calculator - No Carbon Adder - Compliance Scenario | [17 empty] | System | #N/A | [21 empty] | 0 | 0 | 0 | 0 | 0 | 0 | 0 | 0 | 0 | 0 | 0 | 0 | 0 | 0 | 0 | 0 | 0 | 0 | 0 | 0 | 0 | 0 | 0 | 0 | 0 | 0 | 0 | 0 | 0
SCE Total Roll-up E3 Calculator - No Carbon Adder - Compliance Scenario | [17 empty] | System | #N/A | [21 empty] | 0 | 0 | 0 | 0 | 0 | 0 | 0 | 0 | 0 | 0 | 0 | 0 | 0 | 0 | 0 | 0 | 0 | 0 | 0 | 0 | 0 | 0 | 0 | 0 | 0 | 0 | 0 | 0 | 0
SCE Total Roll-up E3 Calculator - No Carbon Adder - Compliance Scenario | [17 empty] | System | #N/A | [21 empty] | 0 | 0 | 0 | 0 | 0 | 0 | 0 | 0 | 0 | 0 | 0 | 0 | 0 | 0 | 0 | 0 | 0 | 0 | 0 | 0 | 0 | 0 | 0 | 0 | 0 | 0 | 0 | 0 | 0
SCE Total Roll-up E3 Calculator - No Carbon Adder - Compliance Scenario | [17 empty] | System | #N/A | [21 empty] | 0 | 0 | 0 | 0 | 0 | 0 | 0 | 0 | 0 | 0 | 0 | 0 | 0 | 0 | 0 | 0 | 0 | 0 | 0 | 0 | 0 | 0 | 0 | 0 | 0 | 0 | 0 | 0 | 0
SCE Total Roll-up E3 Calculator - No Carbon Adder - Compliance Scenario | [17 empty] | System | #N/A | [21 empty] | 0 | 0 | 0 | 0 | 0 | 0 | 0 | 0 | 0 | 0 | 0 | 0 | 0 | 0 | 0 | 0 | 0 | 0 | 0 | 0 | 0 | 0 | 0 | 0 | 0 | 0 | 0 | 0 | 0
SCE Total Roll-up E3 Calculator - No Carbon Adder - Compliance Scenario | [17 empty] | System | #N/A | [21 empty] | 0 | 0 | 0 | 0 | 0 | 0 | 0 | 0 | 0 | 0 | 0 | 0 | 0 | 0 | 0 | 0 | 0 | 0 | 0 | 0 | 0 | 0 | 0 | 0 | 0 | 0 | 0 | 0 | 0
SCE Total Roll-up E3 Calculator - No Carbon Adder - Compliance Scenario | [17 empty] | System | #N/A | [21 empty] | 0 | 0 | 0 | 0 | 0 | 0 | 0 | 0 | 0 | 0 | 0 | 0 | 0 | 0 | 0 | 0 | 0 | 0 | 0 | 0 | 0 | 0 | 0 | 0 | 0 | 0 | 0 | 0 | 0
SCE Total Roll-up E3 Calculator - No Carbon Adder - Compliance Scenario | [17 empty] | System | #N/A | [21 empty] | 0 | 0 | 0 | 0 | 0 | 0 | 0 | 0 | 0 | 0 | 0 | 0 | 0 | 0 | 0 | 0 | 0 | 0 | 0 | 0 | 0 | 0 | 0 | 0 | 0 | 0 | 0 | 0 | 0
SCE Total Roll-up E3 Calculator - No Carbon Adder - Compliance Scenario | [17 empty] | System | #N/A | [21 empty] | 0 | 0 | 0 | 0 | 0 | 0 | 0 | 0 | 0 | 0 | 0 | 0 | 0 | 0 | 0 | 0 | 0 | 0 | 0 | 0 | 0 | 0 | 0 | 0 | 0 | 0 | 0 | 0 | 0
SCE Total Roll-up E3 Calculator - No Carbon Adder - Compliance Scenario | [17 empty] | System | #N/A | [21 empty] | 0 | 0 | 0 | 0 | 0 | 0 | 0 | 0 | 0 | 0 | 0 | 0 | 0 | 0 | 0 | 0 | 0 | 0 | 0 | 0 | 0 | 0 | 0 | 0 | 0 | 0 | 0 | 0 | 0
SCE Total Roll-up E3 Calculator - No Carbon Adder - Compliance Scenario | [17 empty] | System | #N/A | [21 empty] | 0 | 0 | 0 | 0 | 0 | 0 | 0 | 0 | 0 | 0 | 0 | 0 | 0 | 0 | 0 | 0 | 0 | 0 | 0 | 0 | 0 | 0 | 0 | 0 | 0 | 0 | 0 | 0 | 0
SCE Total Roll-up E3 Calculator - No Carbon Adder - Compliance Scenario | [17 empty] | System | #N/A | [21 empty] | 0 | 0 | 0 | 0 | 0 | 0 | 0 | 0 | 0 | 0 | 0 | 0 | 0 | 0 | 0 | 0 | 0 | 0 | 0 | 0 | 0 | 0 | 0 | 0 | 0 | 0 | 0 | 0 | 0
SCE Total Roll-up E3 Calculator - No Carbon Adder - Compliance Scenario | [17 empty] | System | #N/A | [21 empty] | 0 | 0 | 0 | 0 | 0 | 0 | 0 | 0 | 0 | 0 | 0 | 0 | 0 | 0 | 0 | 0 | 0 | 0 | 0 | 0 | 0 | 0 | 0 | 0 | 0 | 0 | 0 | 0 | 0
SCE Total Roll-up E3 Calculator - No Carbon Adder - Compliance Scenario | [17 empty] | System | #N/A | [21 empty] | 0 | 0 | 0 | 0 | 0 | 0 | 0 | 0 | 0 | 0 | 0 | 0 | 0 | 0 | 0 | 0 | 0 | 0 | 0 | 0 | 0 | 0 | 0 | 0 | 0 | 0 | 0 | 0 | 0
SCE Total Roll-up E3 Calculator - No Carbon Adder - Compliance Scenario | [17 empty] | System | #N/A | [21 empty] | 0 | 0 | 0 | 0 | 0 | 0 | 0 | 0 | 0 | 0 | 0 | 0 | 0 | 0 | 0 | 0 | 0 | 0 | 0 | 0 | 0 | 0 | 0 | 0 | 0 | 0 | 0 | 0 | 0
SCE Total Roll-up E3 Calculator - No Carbon Adder - Compliance Scenario | [17 empty] | System | #N/A | [21 empty] | 0 | 0 | 0 | 0 | 0 | 0 | 0 | 0 | 0 | 0 | 0 | 0 | 0 | 0 | 0 | 0 | 0 | 0 | 0 | 0 | 0 | 0 | 0 | 0 | 0 | 0 | 0 | 0 | 0
SCE Total Roll-up E3 Calculator - No Carbon Adder - Compliance Scenario | [17 empty] | System | #N/A | [21 empty] | 0 | 0 | 0 | 0 | 0 | 0 | 0 | 0 | 0 | 0 | 0 | 0 | 0 | 0 | 0 | 0 | 0 | 0 | 0 | 0 | 0 | 0 | 0 | 0 | 0 | 0 | 0 | 0 | 0
SCE Total Roll-up E3 Calculator - No Carbon Adder - Compliance Scenario | [17 empty] | System | #N/A | [21 empty] | 0 | 0 | 0 | 0 | 0 | 0 | 0 | 0 | 0 | 0 | 0 | 0 | 0 | 0 | 0 | 0 | 0 | 0 | 0 | 0 | 0 | 0 | 0 | 0 | 0 | 0 | 0 | 0 | 0
SCE Total Roll-up E3 Calculator - No Carbon Adder - Compliance Scenario | [17 empty] | System | #N/A | [21 empty] | 0 | 0 | 0 | 0 | 0 | 0 | 0 | 0 | 0 | 0 | 0 | 0 | 0 | 0 | 0 | 0 | 0 | 0 | 0 | 0 | 0 | 0 | 0 | 0 | 0 | 0 | 0 | 0 | 0
SCE Total Roll-up E3 Calculator - No Carbon Adder - Compliance Scenario | [17 empty] | System | #N/A | [21 empty] | 0 | 0 | 0 | 0 | 0 | 0 | 0 | 0 | 0 | 0 | 0 | 0 | 0 | 0 | 0 | 0 | 0 | 0 | 0 | 0 | 0 | 0 | 0 | 0 | 0 | 0 | 0 | 0 | 0
SCE Total Roll-up E3 Calculator - No Carbon Adder - Compliance Scenario | [17 empty] | System | #N/A | [21 empty] | 0 | 0 | 0 | 0 | 0 | 0 | 0 | 0 | 0 | 0 | 0 | 0 | 0 | 0 | 0 | 0 | 0 | 0 | 0 | 0 | 0 | 0 | 0 | 0 | 0 | 0 | 0 | 0 | 0
SCE Total Roll-up E3 Calculator - No Carbon Adder - Compliance Scenario | [17 empty] | System | #N/A | [21 empty] | 0 | 0 | 0 | 0 | 0 | 0 | 0 | 0 | 0 | 0 | 0 | 0 | 0 | 0 | 0 | 0 | 0 | 0 | 0 | 0 | 0 | 0 | 0 | 0 | 0 | 0 | 0 | 0 | 0
SCE Total Roll-up E3 Calculator - No Carbon Adder - Compliance Scenario | [17 empty] | System | #N/A | [21 empty] | 0 | 0 | 0 | 0 | 0 | 0 | 0 | 0 | 0 | 0 | 0 | 0 | 0 | 0 | 0 | 0 | 0 | 0 | 0 | 0 | 0 | 0 | 0 | 0 | 0 | 0 | 0 | 0 | 0
SCE Total Roll-up E3 Calculator - No Carbon Adder - Compliance Scenario | [17 empty] | System | #N/A | [21 empty] | 0 | 0 | 0 | 0 | 0 | 0 | 0 | 0 | 0 | 0 | 0 | 0 | 0 | 0 | 0 | 0 | 0 | 0 | 0 | 0 | 0 | 0 | 0 | 0 | 0 | 0 | 0 | 0 | 0
SCE Total Roll-up E3 Calculator - No Carbon Adder - Compliance Scenario | [17 empty] | System | #N/A | [21 empty] | 0 | 0 | 0 | 0 | 0 | 0 | 0 | 0 | 0 | 0 | 0 | 0 | 0 | 0 | 0 | 0 | 0 | 0 | 0 | 0 | 0 | 0 | 0 | 0 | 0 | 0 | 0 | 0 | 0
SCE Total Roll-up E3 Calculator - No Carbon Adder - Compliance Scenario | [17 empty] | System | #N/A | [21 empty] | 0 | 0 | 0 | 0 | 0 | 0 | 0 | 0 | 0 | 0 | 0 | 0 | 0 | 0 | 0 | 0 | 0 | 0 | 0 | 0 | 0 | 0 | 0 | 0 | 0 | 0 | 0 | 0 | 0
SCE Total Roll-up E3 Calculator - No Carbon Adder - Compliance Scenario | [17 empty] | System | #N/A | [21 empty] | 0 | 0 | 0 | 0 | 0 | 0 | 0 | 0 | 0 | 0 | 0 | 0 | 0 | 0 | 0 | 0 | 0 | 0 | 0 | 0 | 0 | 0 | 0 | 0 | 0 | 0 | 0 | 0 | 0
SCE Total Roll-up E3 Calculator - No Carbon Adder - Compliance Scenario | [17 empty] | System | #N/A | [21 empty] | 0 | 0 | 0 | 0 | 0 | 0 | 0 | 0 | 0 | 0 | 0 | 0 | 0 | 0 | 0 | 0 | 0 | 0 | 0 | 0 | 0 | 0 | 0 | 0 | 0 | 0 | 0 | 0 | 0
SCE Total Roll-up E3 Calculator - No Carbon Adder - Compliance Scenario | [17 empty] | System | #N/A | [21 empty] | 0 | 0 | 0 | 0 | 0 | 0 | 0 | 0 | 0 | 0 | 0 | 0 | 0 | 0 | 0 | 0 | 0 | 0 | 0 | 0 | 0 | 0 | 0 | 0 | 0 | 0 | 0 | 0 | 0
SCE Total Roll-up E3 Calculator - No Carbon Adder - Compliance Scenario | [17 empty] | System | #N/A | [21 empty] | 0 | 0 | 0 | 0 | 0 | 0 | 0 | 0 | 0 | 0 | 0 | 0 | 0 | 0 | 0 | 0 | 0 | 0 | 0 | 0 | 0 | 0 | 0 | 0 | 0 | 0 | 0 | 0 | 0
SCE Total Roll-up E3 Calculator - No Carbon Adder - Compliance Scenario | [17 empty] | System | #N/A | [21 empty] | 0 | 0 | 0 | 0 | 0 | 0 | 0 | 0 | 0 | 0 | 0 | 0 | 0 | 0 | 0 | 0 | 0 | 0 | 0 | 0 | 0 | 0 | 0 | 0 | 0 | 0 | 0 | 0 | 0
SCE Total Roll-up E3 Calculator - No Carbon Adder - Compliance Scenario | [17 empty] | System | #N/A | [21 empty] | 0 | 0 | 0 | 0 | 0 | 0 | 0 | 0 | 0 | 0 | 0 | 0 | 0 | 0 | 0 | 0 | 0 | 0 | 0 | 0 | 0 | 0 | 0 | 0 | 0 | 0 | 0 | 0 | 0
SCE Total Roll-up E3 Calculator - No Carbon Adder - Compliance Scenario | [17 empty] | System | #N/A | [21 empty] | 0 | 0 | 0 | 0 | 0 | 0 | 0 | 0 | 0 | 0 | 0 | 0 | 0 | 0 | 0 | 0 | 0 | 0 | 0 | 0 | 0 | 0 | 0 | 0 | 0 | 0 | 0 | 0 | 0
SCE Total Roll-up E3 Calculator - No Carbon Adder - Compliance Scenario | [17 empty] | System | #N/A | [21 empty] | 0 | 0 | 0 | 0 | 0 | 0 | 0 | 0 | 0 | 0 | 0 | 0 | 0 | 0 | 0 | 0 | 0 | 0 | 0 | 0 | 0 | 0 | 0 | 0 | 0 | 0 | 0 | 0 | 0
SCE Total Roll-up E3 Calculator - No Carbon Adder - Compliance Scenario | [17 empty] | System | #N/A | [21 empty] | 0 | 0 | 0 | 0 | 0 | 0 | 0 | 0 | 0 | 0 | 0 | 0 | 0 | 0 | 0 | 0 | 0 | 0 | 0 | 0 | 0 | 0 | 0 | 0 | 0 | 0 | 0 | 0 | 0
SCE Total Roll-up E3 Calculator - No Carbon Adder - Compliance Scenario | [17 empty] | System | #N/A | [21 empty] | 0 | 0 | 0 | 0 | 0 | 0 | 0 | 0 | 0 | 0 | 0 | 0 | 0 | 0 | 0 | 0 | 0 | 0 | 0 | 0 | 0 | 0 | 0 | 0 | 0 | 0 | 0 | 0 | 0
SCE Total Roll-up E3 Calculator - No Carbon Adder - Compliance Scenario | [17 empty] | System | #N/A | [21 empty] | 0 | 0 | 0 | 0 | 0 | 0 | 0 | 0 | 0 | 0 | 0 | 0 | 0 | 0 | 0 | 0 | 0 | 0 | 0 | 0 | 0 | 0 | 0 | 0 | 0 | 0 | 0 | 0 | 0
SCE Total Roll-up E3 Calculator - No Carbon Adder - Compliance Scenario | [17 empty] | System | #N/A | [21 empty] | 0 | 0 | 0 | 0 | 0 | 0 | 0 | 0 | 0 | 0 | 0 | 0 | 0 | 0 | 0 | 0 | 0 | 0 | 0 | 0 | 0 | 0 | 0 | 0 | 0 | 0 | 0 | 0 | 0
SCE Total Roll-up E3 Calculator - No Carbon Adder - Compliance Scenario | [17 empty] | System | #N/A | [21 empty] | 0 | 0 | 0 | 0 | 0 | 0 | 0 | 0 | 0 | 0 | 0 | 0 | 0 | 0 | 0 | 0 | 0 | 0 | 0 | 0 | 0 | 0 | 0 | 0 | 0 | 0 | 0 | 0 | 0
SCE Total Roll-up E3 Calculator - No Carbon Adder - Compliance Scenario | [17 empty] | System | #N/A | [21 empty] | 0 | 0 | 0 | 0 | 0 | 0 | 0 | 0 | 0 | 0 | 0 | 0 | 0 | 0 | 0 | 0 | 0 | 0 | 0 | 0 | 0 | 0 | 0 | 0 | 0 | 0 | 0 | 0 | 0
SCE Total Roll-up E3 Calculator - No Carbon Adder - Compliance Scenario | [17 empty] | System | #N/A | [21 empty] | 0 | 0 | 0 | 0 | 0 | 0 | 0 | 0 | 0 | 0 | 0 | 0 | 0 | 0 | 0 | 0 | 0 | 0 | 0 | 0 | 0 | 0 | 0 | 0 | 0 | 0 | 0 | 0 | 0
SCE Total Roll-up E3 Calculator - No Carbon Adder - Compliance Scenario | [17 empty] | System | #N/A | [21 empty] | 0 | 0 | 0 | 0 | 0 | 0 | 0 | 0 | 0 | 0 | 0 | 0 | 0 | 0 | 0 | 0 | 0 | 0 | 0 | 0 | 0 | 0 | 0 | 0 | 0 | 0 | 0 | 0 | 0
SCE Total Roll-up E3 Calculator - No Carbon Adder - Compliance Scenario | [17 empty] | System | #N/A | [21 empty] | 0 | 0 | 0 | 0 | 0 | 0 | 0 | 0 | 0 | 0 | 0 | 0 | 0 | 0 | 0 | 0 | 0 | 0 | 0 | 0 | 0 | 0 | 0 | 0 | 0 | 0 | 0 | 0 | 0
SCE Total Roll-up E3 Calculator - No Carbon Adder - Compliance Scenario | [17 empty] | System | #N/A | [21 empty] | 0 | 0 | 0 | 0 | 0 | 0 | 0 | 0 | 0 | 0 | 0 | 0 | 0 | 0 | 0 | 0 | 0 | 0 | 0 | 0 | 0 | 0 | 0 | 0 | 0 | 0 | 0 | 0 | 0
SCE Total Roll-up E3 Calculator - No Carbon Adder - Compliance Scenario | [17 empty] | System | #N/A | [21 empty] | 0 | 0 | 0 | 0 | 0 | 0 | 0 | 0 | 0 | 0 | 0 | 0 | 0 | 0 | 0 | 0 | 0 | 0 | 0 | 0 | 0 | 0 | 0 | 0 | 0 | 0 | 0 | 0 | 0
SCE Total Roll-up E3 Calculator - No Carbon Adder - Compliance Scenario | [17 empty] | System | #N/A | [21 empty] | 0 | 0 | 0 | 0 | 0 | 0 | 0 | 0 | 0 | 0 | 0 | 0 | 0 | 0 | 0 | 0 | 0 | 0 | 0 | 0 | 0 | 0 | 0 | 0 | 0 | 0 | 0 | 0 | 0
SCE Total Roll-up E3 Calculator - No Carbon Adder - Compliance Scenario | [17 empty] | System | #N/A | [21 empty] | 0 | 0 | 0 | 0 | 0 | 0 | 0 | 0 | 0 | 0 | 0 | 0 | 0 | 0 | 0 | 0 | 0 | 0 | 0 | 0 | 0 | 0 | 0 | 0 | 0 | 0 | 0 | 0 | 0
SCE Total Roll-up E3 Calculator - No Carbon Adder - Compliance Scenario | [17 empty] | System | #N/A | [21 empty] | 0 | 0 | 0 | 0 | 0 | 0 | 0 | 0 | 0 | 0 | 0 | 0 | 0 | 0 | 0 | 0 | 0 | 0 | 0 | 0 | 0 | 0 | 0 | 0 | 0 | 0 | 0 | 0 | 0
SCE Total Roll-up E3 Calculator - No Carbon Adder - Compliance Scenario | [17 empty] | System | #N/A | [21 empty] | 0 | 0 | 0 | 0 | 0 | 0 | 0 | 0 | 0 | 0 | 0 | 0 | 0 | 0 | 0 | 0 | 0 | 0 | 0 | 0 | 0 | 0 | 0 | 0 | 0 | 0 | 0 | 0 | 0
SCE Total Roll-up E3 Calculator - No Carbon Adder - Compliance Scenario | [17 empty] | System | #N/A | [21 empty] | 0 | 0 | 0 | 0 | 0 | 0 | 0 | 0 | 0 | 0 | 0 | 0 | 0 | 0 | 0 | 0 | 0 | 0 | 0 | 0 | 0 | 0 | 0 | 0 | 0 | 0 | 0 | 0 | 0
SCE Total Roll-up E3 Calculator - No Carbon Adder - Compliance Scenario | [17 empty] | System | #N/A | [21 empty] | 0 | 0 | 0 | 0 | 0 | 0 | 0 | 0 | 0 | 0 | 0 | 0 | 0 | 0 | 0 | 0 | 0 | 0 | 0 | 0 | 0 | 0 | 0 | 0 | 0 | 0 | 0 | 0 | 0
SCE Total Roll-up E3 Calculator - No Carbon Adder - Compliance Scenario | [17 empty] | System | #N/A | [21 empty] | 0 | 0 | 0 | 0 | 0 | 0 | 0 | 0 | 0 | 0 | 0 | 0 | 0 | 0 | 0 | 0 | 0 | 0 | 0 | 0 | 0 | 0 | 0 | 0 | 0 | 0 | 0 | 0 | 0
SCE Total Roll-up E3 Calculator - No Carbon Adder - Compliance Scenario | [17 empty] | System | #N/A | [21 empty] | 0 | 0 | 0 | 0 | 0 | 0 | 0 | 0 | 0 | 0 | 0 | 0 | 0 | 0 | 0 | 0 | 0 | 0 | 0 | 0 | 0 | 0 | 0 | 0 | 0 | 0 | 0 | 0 | 0
SCE Total Roll-up E3 Calculator - No Carbon Adder - Compliance Scenario | [17 empty] | System | #N/A | [21 empty] | 0 | 0 | 0 | 0 | 0 | 0 | 0 | 0 | 0 | 0 | 0 | 0 | 0 | 0 | 0 | 0 | 0 | 0 | 0 | 0 | 0 | 0 | 0 | 0 | 0 | 0 | 0 | 0 | 0
SCE Total Roll-up E3 Calculator - No Carbon Adder - Compliance Scenario | [17 empty] | System | #N/A | [21 empty] | 0 | 0 | 0 | 0 | 0 | 0 | 0 | 0 | 0 | 0 | 0 | 0 | 0 | 0 | 0 | 0 | 0 | 0 | 0 | 0 | 0 | 0 | 0 | 0 | 0 | 0 | 0 | 0 | 0
SCE Total Roll-up E3 Calculator - No Carbon Adder - Compliance Scenario | [17 empty] | System | #N/A | [21 empty] | 0 | 0 | 0 | 0 | 0 | 0 | 0 | 0 | 0 | 0 | 0 | 0 | 0 | 0 | 0 | 0 | 0 | 0 | 0 | 0 | 0 | 0 | 0 | 0 | 0 | 0 | 0 | 0 | 0
SCE Total Roll-up E3 Calculator - No Carbon Adder - Compliance Scenario | [17 empty] | System | #N/A | [21 empty] | 0 | 0 | 0 | 0 | 0 | 0 | 0 | 0 | 0 | 0 | 0 | 0 | 0 | 0 | 0 | 0 | 0 | 0 | 0 | 0 | 0 | 0 | 0 | 0 | 0 | 0 | 0 | 0 | 0
SCE Total Roll-up E3 Calculator - No Carbon Adder - Compliance Scenario | [17 empty] | System | #N/A | [21 empty] | 0 | 0 | 0 | 0 | 0 | 0 | 0 | 0 | 0 | 0 | 0 | 0 | 0 | 0 | 0 | 0 | 0 | 0 | 0 | 0 | 0 | 0 | 0 | 0 | 0 | 0 | 0 | 0 | 0
SCE Total Roll-up E3 Calculator - No Carbon Adder - Compliance Scenario | [17 empty] | System | #N/A | [21 empty] | 0 | 0 | 0 | 0 | 0 | 0 | 0 | 0 | 0 | 0 | 0 | 0 | 0 | 0 | 0 | 0 | 0 | 0 | 0 | 0 | 0 | 0 | 0 | 0 | 0 | 0 | 0 | 0 | 0
SCE Total Roll-up E3 Calculator - No Carbon Adder - Compliance Scenario | [17 empty] | System | #N/A | [21 empty] | 0 | 0 | 0 | 0 | 0 | 0 | 0 | 0 | 0 | 0 | 0 | 0 | 0 | 0 | 0 | 0 | 0 | 0 | 0 | 0 | 0 | 0 | 0 | 0 | 0 | 0 | 0 | 0 | 0
SCE Total Roll-up E3 Calculator - No Carbon Adder - Compliance Scenario | [17 empty] | System | #N/A | [21 empty] | 0 | 0 | 0 | 0 | 0 | 0 | 0 | 0 | 0 | 0 | 0 | 0 | 0 | 0 | 0 | 0 | 0 | 0 | 0 | 0 | 0 | 0 | 0 | 0 | 0 | 0 | 0 | 0 | 0
SCE Total Roll-up E3 Calculator - No Carbon Adder - Compliance Scenario | [17 empty] | System | #N/A | [21 empty] | 0 | 0 | 0 | 0 | 0 | 0 | 0 | 0 | 0 | 0 | 0 | 0 | 0 | 0 | 0 | 0 | 0 | 0 | 0 | 0 | 0 | 0 | 0 | 0 | 0 | 0 | 0 | 0 | 0
SCE Total Roll-up E3 Calculator - No Carbon Adder - Compliance Scenario | [17 empty] | System | #N/A | [21 empty] | 0 | 0 | 0 | 0 | 0 | 0 | 0 | 0 | 0 | 0 | 0 | 0 | 0 | 0 | 0 | 0 | 0 | 0 | 0 | 0 | 0 | 0 | 0 | 0 | 0 | 0 | 0 | 0 | 0
SCE Total Roll-up E3 Calculator - No Carbon Adder - Compliance Scenario | [17 empty] | System | #N/A | [21 empty] | 0 | 0 | 0 | 0 | 0 | 0 | 0 | 0 | 0 | 0 | 0 | 0 | 0 | 0 | 0 | 0 | 0 | 0 | 0 | 0 | 0 | 0 | 0 | 0 | 0 | 0 | 0 | 0 | 0
SCE Total Roll-up E3 Calculator - No Carbon Adder - Compliance Scenario | [17 empty] | System | #N/A | [21 empty] | 0 | 0 | 0 | 0 | 0 | 0 | 0 | 0 | 0 | 0 | 0 | 0 | 0 | 0 | 0 | 0 | 0 | 0 | 0 | 0 | 0 | 0 | 0 | 0 | 0 | 0 | 0 | 0 | 0
SCE Total Roll-up E3 Calculator - No Carbon Adder - Compliance Scenario | [17 empty] | System | #N/A | [21 empty] | 0 | 0 | 0 | 0 | 0 | 0 | 0 | 0 | 0 | 0 | 0 | 0 | 0 | 0 | 0 | 0 | 0 | 0 | 0 | 0 | 0 | 0 | 0 | 0 | 0 | 0 | 0 | 0 | 0
SCE Total Roll-up E3 Calculator - No Carbon Adder - Compliance Scenario | [17 empty] | System | #N/A | [21 empty] | 0 | 0 | 0 | 0 | 0 | 0 | 0 | 0 | 0 | 0 | 0 | 0 | 0 | 0 | 0 | 0 | 0 | 0 | 0 | 0 | 0 | 0 | 0 | 0 | 0 | 0 | 0 | 0 | 0
SCE Total Roll-up E3 Calculator - No Carbon Adder - Compliance Scenario | [17 empty] | System | #N/A | [21 empty] | 0 | 0 | 0 | 0 | 0 | 0 | 0 | 0 | 0 | 0 | 0 | 0 | 0 | 0 | 0 | 0 | 0 | 0 | 0 | 0 | 0 | 0 | 0 | 0 | 0 | 0 | 0 | 0 | 0
SCE Total Roll-up E3 Calculator - No Carbon Adder - Compliance Scenario | [17 empty] | System | #N/A | [21 empty] | 0 | 0 | 0 | 0 | 0 | 0 | 0 | 0 | 0 | 0 | 0 | 0 | 0 | 0 | 0 | 0 | 0 | 0 | 0 | 0 | 0 | 0 | 0 | 0 | 0 | 0 | 0 | 0 | 0
SCE Total Roll-up E3 Calculator - No Carbon Adder - Compliance Scenario | [17 empty] | System | #N/A | [21 empty] | 0 | 0 | 0 | 0 | 0 | 0 | 0 | 0 | 0 | 0 | 0 | 0 | 0 | 0 | 0 | 0 | 0 | 0 | 0 | 0 | 0 | 0 | 0 | 0 | 0 | 0 | 0 | 0 | 0
SCE Total Roll-up E3 Calculator - No Carbon Adder - Compliance Scenario | [17 empty] | System | #N/A | [21 empty] | 0 | 0 | 0 | 0 | 0 | 0 | 0 | 0 | 0 | 0 | 0 | 0 | 0 | 0 | 0 | 0 | 0 | 0 | 0 | 0 | 0 | 0 | 0 | 0 | 0 | 0 | 0 | 0 | 0
SCE Total Roll-up E3 Calculator - No Carbon Adder - Compliance Scenario | [17 empty] | System | #N/A | [21 empty] | 0 | 0 | 0 | 0 | 0 | 0 | 0 | 0 | 0 | 0 | 0 | 0 | 0 | 0 | 0 | 0 | 0 | 0 | 0 | 0 | 0 | 0 | 0 | 0 | 0 | 0 | 0 | 0 | 0
SCE Total Roll-up E3 Calculator - No Carbon Adder - Compliance Scenario | [17 empty] | System | #N/A | [21 empty] | 0 | 0 | 0 | 0 | 0 | 0 | 0 | 0 | 0 | 0 | 0 | 0 | 0 | 0 | 0 | 0 | 0 | 0 | 0 | 0 | 0 | 0 | 0 | 0 | 0 | 0 | 0 | 0 | 0
SCE Total Roll-up E3 Calculator - No Carbon Adder - Compliance Scenario | [17 empty] | System | #N/A | [21 empty] | 0 | 0 | 0 | 0 | 0 | 0 | 0 | 0 | 0 | 0 | 0 | 0 | 0 | 0 | 0 | 0 | 0 | 0 | 0 | 0 | 0 | 0 | 0 | 0 | 0 | 0 | 0 | 0 | 0
SCE Total Roll-up E3 Calculator - No Carbon Adder - Compliance Scenario | [17 empty] | System | #N/A | [21 empty] | 0 | 0 | 0 | 0 | 0 | 0 | 0 | 0 | 0 | 0 | 0 | 0 | 0 | 0 | 0 | 0 | 0 | 0 | 0 | 0 | 0 | 0 | 0 | 0 | 0 | 0 | 0 | 0 | 0
SCE Total Roll-up E3 Calculator - No Carbon Adder - Compliance Scenario | [17 empty] | System | #N/A | [21 empty] | 0 | 0 | 0 | 0 | 0 | 0 | 0 | 0 | 0 | 0 | 0 | 0 | 0 | 0 | 0 | 0 | 0 | 0 | 0 | 0 | 0 | 0 | 0 | 0 | 0 | 0 | 0 | 0 | 0
SCE Total Roll-up E3 Calculator - No Carbon Adder - Compliance Scenario | [17 empty] | System | #N/A | [21 empty] | 0 | 0 | 0 | 0 | 0 | 0 | 0 | 0 | 0 | 0 | 0 | 0 | 0 | 0 | 0 | 0 | 0 | 0 | 0 | 0 | 0 | 0 | 0 | 0 | 0 | 0 | 0 | 0 | 0
SCE Total Roll-up E3 Calculator - No Carbon Adder - Compliance Scenario | [17 empty] | System | #N/A | [21 empty] | 0 | 0 | 0 | 0 | 0 | 0 | 0 | 0 | 0 | 0 | 0 | 0 | 0 | 0 | 0 | 0 | 0 | 0 | 0 | 0 | 0 | 0 | 0 | 0 | 0 | 0 | 0 | 0 | 0
SCE Total Roll-up E3 Calculator - No Carbon Adder - Compliance Scenario | [17 empty] | System | #N/A | [21 empty] | 0 | 0 | 0 | 0 | 0 | 0 | 0 | 0 | 0 | 0 | 0 | 0 | 0 | 0 | 0 | 0 | 0 | 0 | 0 | 0 | 0 | 0 | 0 | 0 | 0 | 0 | 0 | 0 | 0
SCE Total Roll-up E3 Calculator - No Carbon Adder - Compliance Scenario | [17 empty] | System | #N/A | [21 empty] | 0 | 0 | 0 | 0 | 0 | 0 | 0 | 0 | 0 | 0 | 0 | 0 | 0 | 0 | 0 | 0 | 0 | 0 | 0 | 0 | 0 | 0 | 0 | 0 | 0 | 0 | 0 | 0 | 0
SCE Total Roll-up E3 Calculator - No Carbon Adder - Compliance Scenario | [17 empty] | System | #N/A | [21 empty] | 0 | 0 | 0 | 0 | 0 | 0 | 0 | 0 | 0 | 0 | 0 | 0 | 0 | 0 | 0 | 0 | 0 | 0 | 0 | 0 | 0 | 0 | 0 | 0 | 0 | 0 | 0 | 0 | 0
SCE Total Roll-up E3 Calculator - No Carbon Adder - Compliance Scenario | [17 empty] | System | #N/A | [21 empty] | 0 | 0 | 0 | 0 | 0 | 0 | 0 | 0 | 0 | 0 | 0 | 0 | 0 | 0 | 0 | 0 | 0 | 0 | 0 | 0 | 0 | 0 | 0 | 0 | 0 | 0 | 0 | 0 | 0
SCE Total Roll-up E3 Calculator - No Carbon Adder - Compliance Scenario | [17 empty] | System | #N/A | [21 empty] | 0 | 0 | 0 | 0 | 0 | 0 | 0 | 0 | 0 | 0 | 0 | 0 | 0 | 0 | 0 | 0 | 0 | 0 | 0 | 0 | 0 | 0 | 0 | 0 | 0 | 0 | 0 | 0 | 0
SCE Total Roll-up E3 Calculator - No Carbon Adder - Compliance Scenario | [17 empty] | System | #N/A | [21 empty] | 0 | 0 | 0 | 0 | 0 | 0 | 0 | 0 | 0 | 0 | 0 | 0 | 0 | 0 | 0 | 0 | 0 | 0 | 0 | 0 | 0 | 0 | 0 | 0 | 0 | 0 | 0 | 0 | 0
SCE Total Roll-up E3 Calculator - No Carbon Adder - Compliance Scenario | [17 empty] | System | #N/A | [21 empty] | 0 | 0 | 0 | 0 | 0 | 0 | 0 | 0 | 0 | 0 | 0 | 0 | 0 | 0 | 0 | 0 | 0 | 0 | 0 | 0 | 0 | 0 | 0 | 0 | 0 | 0 | 0 | 0 | 0
SCE Total Roll-up E3 Calculator - No Carbon Adder - Compliance Scenario | [17 empty] | System | #N/A | [21 empty] | 0 | 0 | 0 | 0 | 0 | 0 | 0 | 0 | 0 | 0 | 0 | 0 | 0 | 0 | 0 | 0 | 0 | 0 | 0 | 0 | 0 | 0 | 0 | 0 | 0 | 0 | 0 | 0 | 0
SCE Total Roll-up E3 Calculator - No Carbon Adder - Compliance Scenario | [17 empty] | System | #N/A | [21 empty] | 0 | 0 | 0 | 0 | 0 | 0 | 0 | 0 | 0 | 0 | 0 | 0 | 0 | 0 | 0 | 0 | 0 | 0 | 0 | 0 | 0 | 0 | 0 | 0 | 0 | 0 | 0 | 0 | 0
SCE Total Roll-up E3 Calculator - No Carbon Adder - Compliance Scenario | [17 empty] | System | #N/A | [21 empty] | 0 | 0 | 0 | 0 | 0 | 0 | 0 | 0 | 0 | 0 | 0 | 0 | 0 | 0 | 0 | 0 | 0 | 0 | 0 | 0 | 0 | 0 | 0 | 0 | 0 | 0 | 0 | 0 | 0
SCE Total Roll-up E3 Calculator - No Carbon Adder - Compliance Scenario | [17 empty] | System | #N/A | [21 empty] | 0 | 0 | 0 | 0 | 0 | 0 | 0 | 0 | 0 | 0 | 0 | 0 | 0 | 0 | 0 | 0 | 0 | 0 | 0 | 0 | 0 | 0 | 0 | 0 | 0 | 0 | 0 | 0 | 0
SCE Total Roll-up E3 Calculator - No Carbon Adder - Compliance Scenario | [17 empty] | System | #N/A | [21 empty] | 0 | 0 | 0 | 0 | 0 | 0 | 0 | 0 | 0 | 0 | 0 | 0 | 0 | 0 | 0 | 0 | 0 | 0 | 0 | 0 | 0 | 0 | 0 | 0 | 0 | 0 | 0 | 0 | 0
SCE Total Roll-up E3 Calculator - No Carbon Adder - Compliance Scenario | [17 empty] | System | #N/A | [21 empty] | 0 | 0 | 0 | 0 | 0 | 0 | 0 | 0 | 0 | 0 | 0 | 0 | 0 | 0 | 0 | 0 | 0 | 0 | 0 | 0 | 0 | 0 | 0 | 0 | 0 | 0 | 0 | 0 | 0
SCE Total Roll-up E3 Calculator - No Carbon Adder - Compliance Scenario | [17 empty] | System | #N/A | [21 empty] | 0 | 0 | 0 | 0 | 0 | 0 | 0 | 0 | 0 | 0 | 0 | 0 | 0 | 0 | 0 | 0 | 0 | 0 | 0 | 0 | 0 | 0 | 0 | 0 | 0 | 0 | 0 | 0 | 0
SCE Total Roll-up E3 Calculator - No Carbon Adder - Compliance Scenario | [17 empty] | System | #N/A | [21 empty] | 0 | 0 | 0 | 0 | 0 | 0 | 0 | 0 | 0 | 0 | 0 | 0 | 0 | 0 | 0 | 0 | 0 | 0 | 0 | 0 | 0 | 0 | 0 | 0 | 0 | 0 | 0 | 0 | 0
SCE Total Roll-up E3 Calculator - No Carbon Adder - Compliance Scenario | [17 empty] | System | #N/A | [21 empty] | 0 | 0 | 0 | 0 | 0 | 0 | 0 | 0 | 0 | 0 | 0 | 0 | 0 | 0 | 0 | 0 | 0 | 0 | 0 | 0 | 0 | 0 | 0 | 0 | 0 | 0 | 0 | 0 | 0
SCE Total Roll-up E3 Calculator - No Carbon Adder - Compliance Scenario | [17 empty] | System | #N/A | [21 empty] | 0 | 0 | 0 | 0 | 0 | 0 | 0 | 0 | 0 | 0 | 0 | 0 | 0 | 0 | 0 | 0 | 0 | 0 | 0 | 0 | 0 | 0 | 0 | 0 | 0 | 0 | 0 | 0 | 0
SCE Total Roll-up E3 Calculator - No Carbon Adder - Compliance Scenario | [17 empty] | System | #N/A | [21 empty] | 0 | 0 | 0 | 0 | 0 | 0 | 0 | 0 | 0 | 0 | 0 | 0 | 0 | 0 | 0 | 0 | 0 | 0 | 0 | 0 | 0 | 0 | 0 | 0 | 0 | 0 | 0 | 0 | 0
SCE Total Roll-up E3 Calculator - No Carbon Adder - Compliance Scenario | [17 empty] | System | #N/A | [21 empty] | 0 | 0 | 0 | 0 | 0 | 0 | 0 | 0 | 0 | 0 | 0 | 0 | 0 | 0 | 0 | 0 | 0 | 0 | 0 | 0 | 0 | 0 | 0 | 0 | 0 | 0 | 0 | 0 | 0
SCE Total Roll-up E3 Calculator - No Carbon Adder - Compliance Scenario | [17 empty] | System | #N/A | [21 empty] | 0 | 0 | 0 | 0 | 0 | 0 | 0 | 0 | 0 | 0 | 0 | 0 | 0 | 0 | 0 | 0 | 0 | 0 | 0 | 0 | 0 | 0 | 0 | 0 | 0 | 0 | 0 | 0 | 0
SCE Total Roll-up E3 Calculator - No Carbon Adder - Compliance Scenario | [17 empty] | System | #N/A | [21 empty] | 0 | 0 | 0 | 0 | 0 | 0 | 0 | 0 | 0 | 0 | 0 | 0 | 0 | 0 | 0 | 0 | 0 | 0 | 0 | 0 | 0 | 0 | 0 | 0 | 0 | 0 | 0 | 0 | 0
SCE Total Roll-up E3 Calculator - No Carbon Adder - Compliance Scenario | [17 empty] | System | #N/A | [21 empty] | 0 | 0 | 0 | 0 | 0 | 0 | 0 | 0 | 0 | 0 | 0 | 0 | 0 | 0 | 0 | 0 | 0 | 0 | 0 | 0 | 0 | 0 | 0 | 0 | 0 | 0 | 0 | 0 | 0
SCE Total Roll-up E3 Calculator - No Carbon Adder - Compliance Scenario | [17 empty] | System | #N/A | [21 empty] | 0 | 0 | 0 | 0 | 0 | 0 | 0 | 0 | 0 | 0 | 0 | 0 | 0 | 0 | 0 | 0 | 0 | 0 | 0 | 0 | 0 | 0 | 0 | 0 | 0 | 0 | 0 | 0 | 0
SCE Total Roll-up E3 Calculator - No Carbon Adder - Compliance Scenario | [17 empty] | System | #N/A | [21 empty] | 0 | 0 | 0 | 0 | 0 | 0 | 0 | 0 | 0 | 0 | 0 | 0 | 0 | 0 | 0 | 0 | 0 | 0 | 0 | 0 | 0 | 0 | 0 | 0 | 0 | 0 | 0 | 0 | 0
SCE Total Roll-up E3 Calculator - No Carbon Adder - Compliance Scenario | [17 empty] | System | #N/A | [21 empty] | 0 | 0 | 0 | 0 | 0 | 0 | 0 | 0 | 0 | 0 | 0 | 0 | 0 | 0 | 0 | 0 | 0 | 0 | 0 | 0 | 0 | 0 | 0 | 0 | 0 | 0 | 0 | 0 | 0
SCE Total Roll-up E3 Calculator - No Carbon Adder - Compliance Scenario | [17 empty] | System | #N/A | [21 empty] | 0 | 0 | 0 | 0 | 0 | 0 | 0 | 0 | 0 | 0 | 0 | 0 | 0 | 0 | 0 | 0 | 0 | 0 | 0 | 0 | 0 | 0 | 0 | 0 | 0 | 0 | 0 | 0 | 0
SCE Total Roll-up E3 Calculator - No Carbon Adder - Compliance Scenario | [17 empty] | System | #N/A | [21 empty] | 0 | 0 | 0 | 0 | 0 | 0 | 0 | 0 | 0 | 0 | 0 | 0 | 0 | 0 | 0 | 0 | 0 | 0 | 0 | 0 | 0 | 0 | 0 | 0 | 0 | 0 | 0 | 0 | 0
SCE Total Roll-up E3 Calculator - No Carbon Adder - Compliance Scenario | [17 empty] | System | #N/A | [21 empty] | 0 | 0 | 0 | 0 | 0 | 0 | 0 | 0 | 0 | 0 | 0 | 0 | 0 | 0 | 0 | 0 | 0 | 0 | 0 | 0 | 0 | 0 | 0 | 0 | 0 | 0 | 0 | 0 | 0
SCE Total Roll-up E3 Calculator - No Carbon Adder - Compliance Scenario | [17 empty] | System | #N/A | [21 empty] | 0 | 0 | 0 | 0 | 0 | 0 | 0 | 0 | 0 | 0 | 0 | 0 | 0 | 0 | 0 | 0 | 0 | 0 | 0 | 0 | 0 | 0 | 0 | 0 | 0 | 0 | 0 | 0 | 0
SCE Total Roll-up E3 Calculator - No Carbon Adder - Compliance Scenario | [17 empty] | System | #N/A | [21 empty] | 0 | 0 | 0 | 0 | 0 | 0 | 0 | 0 | 0 | 0 | 0 | 0 | 0 | 0 | 0 | 0 | 0 | 0 | 0 | 0 | 0 | 0 | 0 | 0 | 0 | 0 | 0 | 0 | 0
SCE Total Roll-up E3 Calculator - No Carbon Adder - Compliance Scenario | [17 empty] | System | #N/A | [21 empty] | 0 | 0 | 0 | 0 | 0 | 0 | 0 | 0 | 0 | 0 | 0 | 0 | 0 | 0 | 0 | 0 | 0 | 0 | 0 | 0 | 0 | 0 | 0 | 0 | 0 | 0 | 0 | 0 | 0
SCE Total Roll-up E3 Calculator - No Carbon Adder - Compliance Scenario | [17 empty] | System | #N/A | [21 empty] | 0 | 0 | 0 | 0 | 0 | 0 | 0 | 0 | 0 | 0 | 0 | 0 | 0 | 0 | 0 | 0 | 0 | 0 | 0 | 0 | 0 | 0 | 0 | 0 | 0 | 0 | 0 | 0 | 0
SCE Total Roll-up E3 Calculator - No Carbon Adder - Compliance Scenario | [17 empty] | System | #N/A | [21 empty] | 0 | 0 | 0 | 0 | 0 | 0 | 0 | 0 | 0 | 0 | 0 | 0 | 0 | 0 | 0 | 0 | 0 | 0 | 0 | 0 | 0 | 0 | 0 | 0 | 0 | 0 | 0 | 0 | 0
SCE Total Roll-up E3 Calculator - No Carbon Adder - Compliance Scenario | [17 empty] | System | #N/A | [21 empty] | 0 | 0 | 0 | 0 | 0 | 0 | 0 | 0 | 0 | 0 | 0 | 0 | 0 | 0 | 0 | 0 | 0 | 0 | 0 | 0 | 0 | 0 | 0 | 0 | 0 | 0 | 0 | 0 | 0
SCE Total Roll-up E3 Calculator - No Carbon Adder - Compliance Scenario | [17 empty] | System | #N/A | [21 empty] | 0 | 0 | 0 | 0 | 0 | 0 | 0 | 0 | 0 | 0 | 0 | 0 | 0 | 0 | 0 | 0 | 0 | 0 | 0 | 0 | 0 | 0 | 0 | 0 | 0 | 0 | 0 | 0 | 0
SCE Total Roll-up E3 Calculator - No Carbon Adder - Compliance Scenario | [17 empty] | System | #N/A | [21 empty] | 0 | 0 | 0 | 0 | 0 | 0 | 0 | 0 | 0 | 0 | 0 | 0 | 0 | 0 | 0 | 0 | 0 | 0 | 0 | 0 | 0 | 0 | 0 | 0 | 0 | 0 | 0 | 0 | 0
SCE Total Roll-up E3 Calculator - No Carbon Adder - Compliance Scenario | [17 empty] | System | #N/A | [21 empty] | 0 | 0 | 0 | 0 | 0 | 0 | 0 | 0 | 0 | 0 | 0 | 0 | 0 | 0 | 0 | 0 | 0 | 0 | 0 | 0 | 0 | 0 | 0 | 0 | 0 | 0 | 0 | 0 | 0
SCE Total Roll-up E3 Calculator - No Carbon Adder - Compliance Scenario | [17 empty] | System | #N/A | [21 empty] | 0 | 0 | 0 | 0 | 0 | 0 | 0 | 0 | 0 | 0 | 0 | 0 | 0 | 0 | 0 | 0 | 0 | 0 | 0 | 0 | 0 | 0 | 0 | 0 | 0 | 0 | 0 | 0 | 0
SCE Total Roll-up E3 Calculator - No Carbon Adder - Compliance Scenario | [17 empty] | System | #N/A | [21 empty] | 0 | 0 | 0 | 0 | 0 | 0 | 0 | 0 | 0 | 0 | 0 | 0 | 0 | 0 | 0 | 0 | 0 | 0 | 0 | 0 | 0 | 0 | 0 | 0 | 0 | 0 | 0 | 0 | 0
SCE Total Roll-up E3 Calculator - No Carbon Adder - Compliance Scenario | [17 empty] | System | #N/A | [21 empty] | 0 | 0 | 0 | 0 | 0 | 0 | 0 | 0 | 0 | 0 | 0 | 0 | 0 | 0 | 0 | 0 | 0 | 0 | 0 | 0 | 0 | 0 | 0 | 0 | 0 | 0 | 0 | 0 | 0
SCE Total Roll-up E3 Calculator - No Carbon Adder - Compliance Scenario | [17 empty] | System | #N/A | [21 empty] | 0 | 0 | 0 | 0 | 0 | 0 | 0 | 0 | 0 | 0 | 0 | 0 | 0 | 0 | 0 | 0 | 0 | 0 | 0 | 0 | 0 | 0 | 0 | 0 | 0 | 0 | 0 | 0 | 0
SCE Total Roll-up E3 Calculator - No Carbon Adder - Compliance Scenario | [17 empty] | System | #N/A | [21 empty] | 0 | 0 | 0 | 0 | 0 | 0 | 0 | 0 | 0 | 0 | 0 | 0 | 0 | 0 | 0 | 0 | 0 | 0 | 0 | 0 | 0 | 0 | 0 | 0 | 0 | 0 | 0 | 0 | 0
SCE Total Roll-up E3 Calculator - No Carbon Adder - Compliance Scenario | [17 empty] | System | #N/A | [21 empty] | 0 | 0 | 0 | 0 | 0 | 0 | 0 | 0 | 0 | 0 | 0 | 0 | 0 | 0 | 0 | 0 | 0 | 0 | 0 | 0 | 0 | 0 | 0 | 0 | 0 | 0 | 0 | 0 | 0
SCE Total Roll-up E3 Calculator - No Carbon Adder - Compliance Scenario | [17 empty] | System | #N/A | [21 empty] | 0 | 0 | 0 | 0 | 0 | 0 | 0 | 0 | 0 | 0 | 0 | 0 | 0 | 0 | 0 | 0 | 0 | 0 | 0 | 0 | 0 | 0 | 0 | 0 | 0 | 0 | 0 | 0 | 0
SCE Total Roll-up E3 Calculator - No Carbon Adder - Compliance Scenario | [17 empty] | System | #N/A | [21 empty] | 0 | 0 | 0 | 0 | 0 | 0 | 0 | 0 | 0 | 0 | 0 | 0 | 0 | 0 | 0 | 0 | 0 | 0 | 0 | 0 | 0 | 0 | 0 | 0 | 0 | 0 | 0 | 0 | 0
SCE Total Roll-up E3 Calculator - No Carbon Adder - Compliance Scenario | [17 empty] | System | #N/A | [21 empty] | 0 | 0 | 0 | 0 | 0 | 0 | 0 | 0 | 0 | 0 | 0 | 0 | 0 | 0 | 0 | 0 | 0 | 0 | 0 | 0 | 0 | 0 | 0 | 0 | 0 | 0 | 0 | 0 | 0
SCE Total Roll-up E3 Calculator - No Carbon Adder - Compliance Scenario | [17 empty] | System | #N/A | [21 empty] | 0 | 0 | 0 | 0 | 0 | 0 | 0 | 0 | 0 | 0 | 0 | 0 | 0 | 0 | 0 | 0 | 0 | 0 | 0 | 0 | 0 | 0 | 0 | 0 | 0 | 0 | 0 | 0 | 0
SCE Total Roll-up E3 Calculator - No Carbon Adder - Compliance Scenario | [17 empty] | System | #N/A | [21 empty] | 0 | 0 | 0 | 0 | 0 | 0 | 0 | 0 | 0 | 0 | 0 | 0 | 0 | 0 | 0 | 0 | 0 | 0 | 0 | 0 | 0 | 0 | 0 | 0 | 0 | 0 | 0 | 0 | 0
SCE Total Roll-up E3 Calculator - No Carbon Adder - Compliance Scenario | [17 empty] | System | #N/A | [21 empty] | 0 | 0 | 0 | 0 | 0 | 0 | 0 | 0 | 0 | 0 | 0 | 0 | 0 | 0 | 0 | 0 | 0 | 0 | 0 | 0 | 0 | 0 | 0 | 0 | 0 | 0 | 0 | 0 | 0
SCE Total Roll-up E3 Calculator - No Carbon Adder - Compliance Scenario | [17 empty] | System | #N/A | [21 empty] | 0 | 0 | 0 | 0 | 0 | 0 | 0 | 0 | 0 | 0 | 0 | 0 | 0 | 0 | 0 | 0 | 0 | 0 | 0 | 0 | 0 | 0 | 0 | 0 | 0 | 0 | 0 | 0 | 0
SCE Total Roll-up E3 Calculator - No Carbon Adder - Compliance Scenario | [17 empty] | System | #N/A | [21 empty] | 0 | 0 | 0 | 0 | 0 | 0 | 0 | 0 | 0 | 0 | 0 | 0 | 0 | 0 | 0 | 0 | 0 | 0 | 0 | 0 | 0 | 0 | 0 | 0 | 0 | 0 | 0 | 0 | 0
SCE Total Roll-up E3 Calculator - No Carbon Adder - Compliance Scenario | [17 empty] | System | #N/A | [21 empty] | 0 | 0 | 0 | 0 | 0 | 0 | 0 | 0 | 0 | 0 | 0 | 0 | 0 | 0 | 0 | 0 | 0 | 0 | 0 | 0 | 0 | 0 | 0 | 0 | 0 | 0 | 0 | 0 | 0
SCE Total Roll-up E3 Calculator - No Carbon Adder - Compliance Scenario | [17 empty] | System | #N/A | [21 empty] | 0 | 0 | 0 | 0 | 0 | 0 | 0 | 0 | 0 | 0 | 0 | 0 | 0 | 0 | 0 | 0 | 0 | 0 | 0 | 0 | 0 | 0 | 0 | 0 | 0 | 0 | 0 | 0 | 0
SCE Total Roll-up E3 Calculator - No Carbon Adder - Compliance Scenario | [17 empty] | System | #N/A | [21 empty] | 0 | 0 | 0 | 0 | 0 | 0 | 0 | 0 | 0 | 0 | 0 | 0 | 0 | 0 | 0 | 0 | 0 | 0 | 0 | 0 | 0 | 0 | 0 | 0 | 0 | 0 | 0 | 0 | 0
SCE Total Roll-up E3 Calculator - No Carbon Adder - Compliance Scenario | [17 empty] | System | #N/A | [21 empty] | 0 | 0 | 0 | 0 | 0 | 0 | 0 | 0 | 0 | 0 | 0 | 0 | 0 | 0 | 0 | 0 | 0 | 0 | 0 | 0 | 0 | 0 | 0 | 0 | 0 | 0 | 0 | 0 | 0
SCE Total Roll-up E3 Calculator - No Carbon Adder - Compliance Scenario | [17 empty] | System | #N/A | [21 empty] | 0 | 0 | 0 | 0 | 0 | 0 | 0 | 0 | 0 | 0 | 0 | 0 | 0 | 0 | 0 | 0 | 0 | 0 | 0 | 0 | 0 | 0 | 0 | 0 | 0 | 0 | 0 | 0 | 0
SCE Total Roll-up E3 Calculator - No Carbon Adder - Compliance Scenario | [17 empty] | System | #N/A | [21 empty] | 0 | 0 | 0 | 0 | 0 | 0 | 0 | 0 | 0 | 0 | 0 | 0 | 0 | 0 | 0 | 0 | 0 | 0 | 0 | 0 | 0 | 0 | 0 | 0 | 0 | 0 | 0 | 0 | 0
SCE Total Roll-up E3 Calculator - No Carbon Adder - Compliance Scenario | [17 empty] | System | #N/A | [21 empty] | 0 | 0 | 0 | 0 | 0 | 0 | 0 | 0 | 0 | 0 | 0 | 0 | 0 | 0 | 0 | 0 | 0 | 0 | 0 | 0 | 0 | 0 | 0 | 0 | 0 | 0 | 0 | 0 | 0
SCE Total Roll-up E3 Calculator - No Carbon Adder - Compliance Scenario | [17 empty] | System | #N/A | [21 empty] | 0 | 0 | 0 | 0 | 0 | 0 | 0 | 0 | 0 | 0 | 0 | 0 | 0 | 0 | 0 | 0 | 0 | 0 | 0 | 0 | 0 | 0 | 0 | 0 | 0 | 0 | 0 | 0 | 0
SCE Total Roll-up E3 Calculator - No Carbon Adder - Compliance Scenario | [17 empty] | System | #N/A | [21 empty] | 0 | 0 | 0 | 0 | 0 | 0 | 0 | 0 | 0 | 0 | 0 | 0 | 0 | 0 | 0 | 0 | 0 | 0 | 0 | 0 | 0 | 0 | 0 | 0 | 0 | 0 | 0 | 0 | 0
SCE Total Roll-up E3 Calculator - No Carbon Adder - Compliance Scenario | [17 empty] | System | #N/A | [21 empty] | 0 | 0 | 0 | 0 | 0 | 0 | 0 | 0 | 0 | 0 | 0 | 0 | 0 | 0 | 0 | 0 | 0 | 0 | 0 | 0 | 0 | 0 | 0 | 0 | 0 | 0 | 0 | 0 | 0
SCE Total Roll-up E3 Calculator - No Carbon Adder - Compliance Scenario | [17 empty] | System | #N/A | [21 empty] | 0 | 0 | 0 | 0 | 0 | 0 | 0 | 0 | 0 | 0 | 0 | 0 | 0 | 0 | 0 | 0 | 0 | 0 | 0 | 0 | 0 | 0 | 0 | 0 | 0 | 0 | 0 | 0 | 0
SCE Total Roll-up E3 Calculator - No Carbon Adder - Compliance Scenario | [17 empty] | System | #N/A | [21 empty] | 0 | 0 | 0 | 0 | 0 | 0 | 0 | 0 | 0 | 0 | 0 | 0 | 0 | 0 | 0 | 0 | 0 | 0 | 0 | 0 | 0 | 0 | 0 | 0 | 0 | 0 | 0 | 0 | 0
SCE Total Roll-up E3 Calculator - No Carbon Adder - Compliance Scenario | [17 empty] | System | #N/A | [21 empty] | 0 | 0 | 0 | 0 | 0 | 0 | 0 | 0 | 0 | 0 | 0 | 0 | 0 | 0 | 0 | 0 | 0 | 0 | 0 | 0 | 0 | 0 | 0 | 0 | 0 | 0 | 0 | 0 | 0
SCE Total Roll-up E3 Calculator - No Carbon Adder - Compliance Scenario | [17 empty] | System | #N/A | [21 empty] | 0 | 0 | 0 | 0 | 0 | 0 | 0 | 0 | 0 | 0 | 0 | 0 | 0 | 0 | 0 | 0 | 0 | 0 | 0 | 0 | 0 | 0 | 0 | 0 | 0 | 0 | 0 | 0 | 0
SCE Total Roll-up E3 Calculator - No Carbon Adder - Compliance Scenario | [17 empty] | System | #N/A | [21 empty] | 0 | 0 | 0 | 0 | 0 | 0 | 0 | 0 | 0 | 0 | 0 | 0 | 0 | 0 | 0 | 0 | 0 | 0 | 0 | 0 | 0 | 0 | 0 | 0 | 0 | 0 | 0 | 0 | 0
SCE Total Roll-up E3 Calculator - No Carbon Adder - Compliance Scenario | [17 empty] | System | #N/A | [21 empty] | 0 | 0 | 0 | 0 | 0 | 0 | 0 | 0 | 0 | 0 | 0 | 0 | 0 | 0 | 0 | 0 | 0 | 0 | 0 | 0 | 0 | 0 | 0 | 0 | 0 | 0 | 0 | 0 | 0
SCE Total Roll-up E3 Calculator - No Carbon Adder - Compliance Scenario | [17 empty] | System | #N/A | [21 empty] | 0 | 0 | 0 | 0 | 0 | 0 | 0 | 0 | 0 | 0 | 0 | 0 | 0 | 0 | 0 | 0 | 0 | 0 | 0 | 0 | 0 | 0 | 0 | 0 | 0 | 0 | 0 | 0 | 0
SCE Total Roll-up E3 Calculator - No Carbon Adder - Compliance Scenario | [17 empty] | System | #N/A | [21 empty] | 0 | 0 | 0 | 0 | 0 | 0 | 0 | 0 | 0 | 0 | 0 | 0 | 0 | 0 | 0 | 0 | 0 | 0 | 0 | 0 | 0 | 0 | 0 | 0 | 0 | 0 | 0 | 0 | 0
SCE Total Roll-up E3 Calculator - No Carbon Adder - Compliance Scenario | [17 empty] | System | #N/A | [21 empty] | 0 | 0 | 0 | 0 | 0 | 0 | 0 | 0 | 0 | 0 | 0 | 0 | 0 | 0 | 0 | 0 | 0 | 0 | 0 | 0 | 0 | 0 | 0 | 0 | 0 | 0 | 0 | 0 | 0
SCE Total Roll-up E3 Calculator - No Carbon Adder - Compliance Scenario | [17 empty] | System | #N/A | [21 empty] | 0 | 0 | 0 | 0 | 0 | 0 | 0 | 0 | 0 | 0 | 0 | 0 | 0 | 0 | 0 | 0 | 0 | 0 | 0 | 0 | 0 | 0 | 0 | 0 | 0 | 0 | 0 | 0 | 0
SCE Total Roll-up E3 Calculator - No Carbon Adder - Compliance Scenario | [17 empty] | System | #N/A | [21 empty] | 0 | 0 | 0 | 0 | 0 | 0 | 0 | 0 | 0 | 0 | 0 | 0 | 0 | 0 | 0 | 0 | 0 | 0 | 0 | 0 | 0 | 0 | 0 | 0 | 0 | 0 | 0 | 0 | 0
SCE Total Roll-up E3 Calculator - No Carbon Adder - Compliance Scenario | [17 empty] | System | #N/A | [21 empty] | 0 | 0 | 0 | 0 | 0 | 0 | 0 | 0 | 0 | 0 | 0 | 0 | 0 | 0 | 0 | 0 | 0 | 0 | 0 | 0 | 0 | 0 | 0 | 0 | 0 | 0 | 0 | 0 | 0
SCE Total Roll-up E3 Calculator - No Carbon Adder - Compliance Scenario | [17 empty] | System | #N/A | [21 empty] | 0 | 0 | 0 | 0 | 0 | 0 | 0 | 0 | 0 | 0 | 0 | 0 | 0 | 0 | 0 | 0 | 0 | 0 | 0 | 0 | 0 | 0 | 0 | 0 | 0 | 0 | 0 | 0 | 0
SCE Total Roll-up E3 Calculator - No Carbon Adder - Compliance Scenario | [17 empty] | System | #N/A | [21 empty] | 0 | 0 | 0 | 0 | 0 | 0 | 0 | 0 | 0 | 0 | 0 | 0 | 0 | 0 | 0 | 0 | 0 | 0 | 0 | 0 | 0 | 0 | 0 | 0 | 0 | 0 | 0 | 0 | 0
SCE Total Roll-up E3 Calculator - No Carbon Adder - Compliance Scenario | [17 empty] | System | #N/A | [21 empty] | 0 | 0 | 0 | 0 | 0 | 0 | 0 | 0 | 0 | 0 | 0 | 0 | 0 | 0 | 0 | 0 | 0 | 0 | 0 | 0 | 0 | 0 | 0 | 0 | 0 | 0 | 0 | 0 | 0
SCE Total Roll-up E3 Calculator - No Carbon Adder - Compliance Scenario | [17 empty] | System | #N/A | [21 empty] | 0 | 0 | 0 | 0 | 0 | 0 | 0 | 0 | 0 | 0 | 0 | 0 | 0 | 0 | 0 | 0 | 0 | 0 | 0 | 0 | 0 | 0 | 0 | 0 | 0 | 0 | 0 | 0 | 0
SCE Total Roll-up E3 Calculator - No Carbon Adder - Compliance Scenario | [17 empty] | System | #N/A | [21 empty] | 0 | 0 | 0 | 0 | 0 | 0 | 0 | 0 | 0 | 0 | 0 | 0 | 0 | 0 | 0 | 0 | 0 | 0 | 0 | 0 | 0 | 0 | 0 | 0 | 0 | 0 | 0 | 0 | 0
SCE Total Roll-up E3 Calculator - No Carbon Adder - Compliance Scenario | [17 empty] | System | #N/A | [21 empty] | 0 | 0 | 0 | 0 | 0 | 0 | 0 | 0 | 0 | 0 | 0 | 0 | 0 | 0 | 0 | 0 | 0 | 0 | 0 | 0 | 0 | 0 | 0 | 0 | 0 | 0 | 0 | 0 | 0
SCE Total Roll-up E3 Calculator - No Carbon Adder - Compliance Scenario | [17 empty] | System | #N/A | [21 empty] | 0 | 0 | 0 | 0 | 0 | 0 | 0 | 0 | 0 | 0 | 0 | 0 | 0 | 0 | 0 | 0 | 0 | 0 | 0 | 0 | 0 | 0 | 0 | 0 | 0 | 0 | 0 | 0 | 0
SCE Total Roll-up E3 Calculator - No Carbon Adder - Compliance Scenario | [17 empty] | System | #N/A | [21 empty] | 0 | 0 | 0 | 0 | 0 | 0 | 0 | 0 | 0 | 0 | 0 | 0 | 0 | 0 | 0 | 0 | 0 | 0 | 0 | 0 | 0 | 0 | 0 | 0 | 0 | 0 | 0 | 0 | 0
SCE Total Roll-up E3 Calculator - No Carbon Adder - Compliance Scenario | [17 empty] | System | #N/A | [21 empty] | 0 | 0 | 0 | 0 | 0 | 0 | 0 | 0 | 0 | 0 | 0 | 0 | 0 | 0 | 0 | 0 | 0 | 0 | 0 | 0 | 0 | 0 | 0 | 0 | 0 | 0 | 0 | 0 | 0
SCE Total Roll-up E3 Calculator - No Carbon Adder - Compliance Scenario | [17 empty] | System | #N/A | [21 empty] | 0 | 0 | 0 | 0 | 0 | 0 | 0 | 0 | 0 | 0 | 0 | 0 | 0 | 0 | 0 | 0 | 0 | 0 | 0 | 0 | 0 | 0 | 0 | 0 | 0 | 0 | 0 | 0 | 0
SCE Total Roll-up E3 Calculator - No Carbon Adder - Compliance Scenario | [17 empty] | System | #N/A | [21 empty] | 0 | 0 | 0 | 0 | 0 | 0 | 0 | 0 | 0 | 0 | 0 | 0 | 0 | 0 | 0 | 0 | 0 | 0 | 0 | 0 | 0 | 0 | 0 | 0 | 0 | 0 | 0 | 0 | 0
SCE Total Roll-up E3 Calculator - No Carbon Adder - Compliance Scenario | [17 empty] | System | #N/A | [21 empty] | 0 | 0 | 0 | 0 | 0 | 0 | 0 | 0 | 0 | 0 | 0 | 0 | 0 | 0 | 0 | 0 | 0 | 0 | 0 | 0 | 0 | 0 | 0 | 0 | 0 | 0 | 0 | 0 | 0
SCE Total Roll-up E3 Calculator - No Carbon Adder - Compliance Scenario | [17 empty] | System | #N/A | [21 empty] | 0 | 0 | 0 | 0 | 0 | 0 | 0 | 0 | 0 | 0 | 0 | 0 | 0 | 0 | 0 | 0 | 0 | 0 | 0 | 0 | 0 | 0 | 0 | 0 | 0 | 0 | 0 | 0 | 0
SCE Total Roll-up E3 Calculator - No Carbon Adder - Compliance Scenario | [17 empty] | System | #N/A | [21 empty] | 0 | 0 | 0 | 0 | 0 | 0 | 0 | 0 | 0 | 0 | 0 | 0 | 0 | 0 | 0 | 0 | 0 | 0 | 0 | 0 | 0 | 0 | 0 | 0 | 0 | 0 | 0 | 0 | 0
SCE Total Roll-up E3 Calculator - No Carbon Adder - Compliance Scenario | [17 empty] | System | #N/A | [21 empty] | 0 | 0 | 0 | 0 | 0 | 0 | 0 | 0 | 0 | 0 | 0 | 0 | 0 | 0 | 0 | 0 | 0 | 0 | 0 | 0 | 0 | 0 | 0 | 0 | 0 | 0 | 0 | 0 | 0
SCE Total Roll-up E3 Calculator - No Carbon Adder - Compliance Scenario | [17 empty] | System | #N/A | [21 empty] | 0 | 0 | 0 | 0 | 0 | 0 | 0 | 0 | 0 | 0 | 0 | 0 | 0 | 0 | 0 | 0 | 0 | 0 | 0 | 0 | 0 | 0 | 0 | 0 | 0 | 0 | 0 | 0 | 0
SCE Total Roll-up E3 Calculator - No Carbon Adder - Compliance Scenario | [17 empty] | System | #N/A | [21 empty] | 0 | 0 | 0 | 0 | 0 | 0 | 0 | 0 | 0 | 0 | 0 | 0 | 0 | 0 | 0 | 0 | 0 | 0 | 0 | 0 | 0 | 0 | 0 | 0 | 0 | 0 | 0 | 0 | 0
SCE Total Roll-up E3 Calculator - No Carbon Adder - Compliance Scenario | [17 empty] | System | #N/A | [21 empty] | 0 | 0 | 0 | 0 | 0 | 0 | 0 | 0 | 0 | 0 | 0 | 0 | 0 | 0 | 0 | 0 | 0 | 0 | 0 | 0 | 0 | 0 | 0 | 0 | 0 | 0 | 0 | 0 | 0
SCE Total Roll-up E3 Calculator - No Carbon Adder - Compliance Scenario | [17 empty] | System | #N/A | [21 empty] | 0 | 0 | 0 | 0 | 0 | 0 | 0 | 0 | 0 | 0 | 0 | 0 | 0 | 0 | 0 | 0 | 0 | 0 | 0 | 0 | 0 | 0 | 0 | 0 | 0 | 0 | 0 | 0 | 0
SCE Total Roll-up E3 Calculator - No Carbon Adder - Compliance Scenario | [17 empty] | System | #N/A | [21 empty] | 0 | 0 | 0 | 0 | 0 | 0 | 0 | 0 | 0 | 0 | 0 | 0 | 0 | 0 | 0 | 0 | 0 | 0 | 0 | 0 | 0 | 0 | 0 | 0 | 0 | 0 | 0 | 0 | 0
SCE Total Roll-up E3 Calculator - No Carbon Adder - Compliance Scenario | [17 empty] | System | #N/A | [21 empty] | 0 | 0 | 0 | 0 | 0 | 0 | 0 | 0 | 0 | 0 | 0 | 0 | 0 | 0 | 0 | 0 | 0 | 0 | 0 | 0 | 0 | 0 | 0 | 0 | 0 | 0 | 0 | 0 | 0
SCE Total Roll-up E3 Calculator - No Carbon Adder - Compliance Scenario | [17 empty] | System | #N/A | [21 empty] | 0 | 0 | 0 | 0 | 0 | 0 | 0 | 0 | 0 | 0 | 0 | 0 | 0 | 0 | 0 | 0 | 0 | 0 | 0 | 0 | 0 | 0 | 0 | 0 | 0 | 0 | 0 | 0 | 0
SCE Total Roll-up E3 Calculator - No Carbon Adder - Compliance Scenario | [17 empty] | System | #N/A | [21 empty] | 0 | 0 | 0 | 0 | 0 | 0 | 0 | 0 | 0 | 0 | 0 | 0 | 0 | 0 | 0 | 0 | 0 | 0 | 0 | 0 | 0 | 0 | 0 | 0 | 0 | 0 | 0 | 0 | 0
SCE Total Roll-up E3 Calculator - No Carbon Adder - Compliance Scenario | [17 empty] | System | #N/A | [21 empty] | 0 | 0 | 0 | 0 | 0 | 0 | 0 | 0 | 0 | 0 | 0 | 0 | 0 | 0 | 0 | 0 | 0 | 0 | 0 | 0 | 0 | 0 | 0 | 0 | 0 | 0 | 0 | 0 | 0
SCE Total Roll-up E3 Calculator - No Carbon Adder - Compliance Scenario | [17 empty] | System | #N/A | [21 empty] | 0 | 0 | 0 | 0 | 0 | 0 | 0 | 0 | 0 | 0 | 0 | 0 | 0 | 0 | 0 | 0 | 0 | 0 | 0 | 0 | 0 | 0 | 0 | 0 | 0 | 0 | 0 | 0 | 0
SCE Total Roll-up E3 Calculator - No Carbon Adder - Compliance Scenario | [17 empty] | System | #N/A | [21 empty] | 0 | 0 | 0 | 0 | 0 | 0 | 0 | 0 | 0 | 0 | 0 | 0 | 0 | 0 | 0 | 0 | 0 | 0 | 0 | 0 | 0 | 0 | 0 | 0 | 0 | 0 | 0 | 0 | 0
SCE Total Roll-up E3 Calculator - No Carbon Adder - Compliance Scenario | [17 empty] | System | #N/A | [21 empty] | 0 | 0 | 0 | 0 | 0 | 0 | 0 | 0 | 0 | 0 | 0 | 0 | 0 | 0 | 0 | 0 | 0 | 0 | 0 | 0 | 0 | 0 | 0 | 0 | 0 | 0 | 0 | 0 | 0
SCE Total Roll-up E3 Calculator - No Carbon Adder - Compliance Scenario | [17 empty] | System | #N/A | [21 empty] | 0 | 0 | 0 | 0 | 0 | 0 | 0 | 0 | 0 | 0 | 0 | 0 | 0 | 0 | 0 | 0 | 0 | 0 | 0 | 0 | 0 | 0 | 0 | 0 | 0 | 0 | 0 | 0 | 0
SCE Total Roll-up E3 Calculator - No Carbon Adder - Compliance Scenario | [17 empty] | System | #N/A | [21 empty] | 0 | 0 | 0 | 0 | 0 | 0 | 0 | 0 | 0 | 0 | 0 | 0 | 0 | 0 | 0 | 0 | 0 | 0 | 0 | 0 | 0 | 0 | 0 | 0 | 0 | 0 | 0 | 0 | 0
SCE Total Roll-up E3 Calculator - No Carbon Adder - Compliance Scenario | [17 empty] | System | #N/A | [21 empty] | 0 | 0 | 0 | 0 | 0 | 0 | 0 | 0 | 0 | 0 | 0 | 0 | 0 | 0 | 0 | 0 | 0 | 0 | 0 | 0 | 0 | 0 | 0 | 0 | 0 | 0 | 0 | 0 | 0
SCE Total Roll-up E3 Calculator - No Carbon Adder - Compliance Scenario | [17 empty] | System | #N/A | [21 empty] | 0 | 0 | 0 | 0 | 0 | 0 | 0 | 0 | 0 | 0 | 0 | 0 | 0 | 0 | 0 | 0 | 0 | 0 | 0 | 0 | 0 | 0 | 0 | 0 | 0 | 0 | 0 | 0 | 0
SCE Total Roll-up E3 Calculator - No Carbon Adder - Compliance Scenario | [17 empty] | System | #N/A | [21 empty] | 0 | 0 | 0 | 0 | 0 | 0 | 0 | 0 | 0 | 0 | 0 | 0 | 0 | 0 | 0 | 0 | 0 | 0 | 0 | 0 | 0 | 0 | 0 | 0 | 0 | 0 | 0 | 0 | 0
SCE Total Roll-up E3 Calculator - No Carbon Adder - Compliance Scenario | [17 empty] | System | #N/A | [21 empty] | 0 | 0 | 0 | 0 | 0 | 0 | 0 | 0 | 0 | 0 | 0 | 0 | 0 | 0 | 0 | 0 | 0 | 0 | 0 | 0 | 0 | 0 | 0 | 0 | 0 | 0 | 0 | 0 | 0
SCE Total Roll-up E3 Calculator - No Carbon Adder - Compliance Scenario | [17 empty] | System | #N/A | [21 empty] | 0 | 0 | 0 | 0 | 0 | 0 | 0 | 0 | 0 | 0 | 0 | 0 | 0 | 0 | 0 | 0 | 0 | 0 | 0 | 0 | 0 | 0 | 0 | 0 | 0 | 0 | 0 | 0 | 0
SCE Total Roll-up E3 Calculator - No Carbon Adder - Compliance Scenario | [17 empty] | System | #N/A | [21 empty] | 0 | 0 | 0 | 0 | 0 | 0 | 0 | 0 | 0 | 0 | 0 | 0 | 0 | 0 | 0 | 0 | 0 | 0 | 0 | 0 | 0 | 0 | 0 | 0 | 0 | 0 | 0 | 0 | 0
SCE Total Roll-up E3 Calculator - No Carbon Adder - Compliance Scenario | Do NOT enter program data in this row or below. The Spreadsheet will not evaluate any such data.
Lists of Dimensions and their Labels
|  |  | Climate Zones |  |  |  | Measure Types for Measure Life | Measure Types for NTGR | Gas Sector | Gas Savings Profile | Combustor Type |  | RES | DEER:Indoor_CFL_Ltg | DEER:RefgFrzr_HighEff | DEER:RefgFrzr_Recyc-Conditioned | DEER:RefgFrzr_Recyc-UnConditioned | DEER:HVAC_Eff_AC | DEER:HVAC_Duct_Sealing | DEER:HVAC_Refrig_Charge | DEER:Refg_Chrg_Duct_Seal | DEER:RefgFrzr_Recycling
|  |  | 6 |  |  |  | NONRESIDENTIAL MEASURES: |  | Residential | Summer Only | Large Boilers (>100 MMBtu/hr Heat Input):Uncontrolled |  | NON_RES | DEER:Indoor_CFL_Ltg | DEER:Indoor_Non-CFL_Ltg | DEER:HVAC_Chillers | DEER:HVAC_Refrig_Charge | DEER:HVAC_Split-Package_AC | DEER:HVAC_Duct_Sealing
|  |  | 8 |  |  |  | **************************************************************** | Appliance early retirement and replacement 0.80 | Commercial | Winter Only | Large Boilers (>100 MMBtu/hr Heat Input):Controlled Low NOx Burner |  | Residential | AC-NC | Heat_Pump-NC | Refrig-RC | AC_Cooling-RC | HeatPump_Heating_Only-RC | HeatPump_ThroughWall-RC | HeatPump_WtrHt-RC | HorizAxisClothesWasher-RC | CFL-RC | Residential Pool Pumps
|  |  | 9 |  |  |  | Ballast – Dimmable: NR - 11 | California Home Energy Efficiency Rating System (CHEERS) | Core | Annual | Large Boilers (>100 MMBtu/hr Heat Input):Controlled – Flue Gas Recirculation |  | Small_Office | Hi_Perf_Glass-NC | Lo_Gain_Wndw-NC | Wtr_Cool_Chiller-NC | Package_AC-NC | <65K_AC_Split-NC | <65K_AC_Pckg-NC | <65K_EvapCool-NC | 65K-135K_Air_AC-NC | 65K-135_Wtr_AC-NC | >135K_Air_AC-NC | >135K_Wtr_AC-NC | Hi_Eff_AC_Mtr-NC | Var_Spd_AC_Mtr-NC | DayLt_Cntrl-NC | Lighting-NC | Economy_cycle-Ret | New_AC-Ret | New_HtPmp-Ret | Roof_insul-Ret | Wall_insul-Ret | Window_Tint-Ret | Reduce_Cooling_Load-Ret | IndoorLt | Occupancy Sensor | Refrigeration | DayLt & Controls | Perimter Lt Control | 2009 Qtr 1: Pool HtPmp; 2009 Qtr 2: DHW HtPmp
|  |  | 10 |  |  |  | Ballast – Electronic: NR - 11 | Residential Audits 0.72 |  |  | Small Boilers (<100 MMBtu/hr Heat Input):Uncontrolled |  | Large_Office | Hi_Perf_Glass-NC | Lo_Gain_Wndw-NC | Wtr_Cool_Chiller-NC | >135K_Air_AC-NC | >135K_Wtr_AC-NC | Hi_Eff_AC_Mtr-NC | Var_Spd_AC_Mtr-NC | DayLt_Cntrl-NC | Lighting-NC | Economy_cycle-Ret | New_AC-Ret | New_HtPmp-Ret | Roof_insul-Ret | Wall_insul-Ret | Window_Tint-Ret | Reduce_Cooling_Load-Ret | IndoorLt | Occupancy Sensor | Refrigeration | DayLt & Controls | Perimter Lt Control | Pool HtPmp | DHW HtPmp | bar: 2009 Qtr 1 to 2009 Qtr 2
|  |  | 13 |  |  |  | Fluorescent Fixture – T8: C/I/A - 11 | Refrigerator Recycling 0.35 |  |  | Small Boilers (<100 MMBtu/hr Heat Input):Controlled Low NOx Burner |  | Small_Retail_Store | Package_AC-NC | <65K_AC_Split-NC | <65K_AC_Pckg-NC | <65K_EvapCool-NC | 65K-135K_Air_AC-NC | 65K-135_Wtr_AC-NC | Lighting-NC | Economy_cycle-Ret | Evap_Cooling-Ret | Replace_Chiller-Ret | New_AC-Ret | New_HtPmp-Ret | Roof_insul-Ret | Wall_insul-Ret | Reduce_Cooling_Load-Ret | IndoorLt | Occupancy Sensor | Refrigeration | DayLt & Controls | Perimter Lt Control | Pool HtPmp | DHW HtPmp | bar: 2009 Qtr 1 to 2009 Qtr 2
|  |  | 14 |  |  |  | Fixture: T8 Lamp & Electronic Ballast: C/I/A - 11 | Freezer Recycling 0.54 |  |  | Small Boilers (<100 MMBtu/hr Heat Input):Controlled – Flue Gas Recirculation |  | Large_Retail_Store | Wtr_Cool_Chiller-NC | >135K_Air_AC-NC | >135K_Wtr_AC-NC | Hi_Eff_AC_Mtr-NC | Var_Spd_AC_Mtr-NC | Lighting-NC | Economy_cycle-Ret | Evap_Cooling-Ret | Replace_Chiller-Ret | New_AC-Ret | New_HtPmp-Ret | Roof_insul-Ret | Wall_insul-Ret | Reduce_Cooling_Load-Ret | IndoorLt | Occupancy Sensor | Refrigeration | DayLt & Controls | Perimter Lt Control | Pool HtPmp | DHW HtPmp | bar: 2009 Qtr 1 to 2009 Qtr 2
|  |  | 15 |  |  |  | T8 Fixtures – 17 Watt Lamp, 2ft or 32-watt Lamp, 4ft 11 | Residential Contractor Program 0.89 |  |  | Residential Furnaces (<0.3):Uncontrolled |  | Grocery_Store | Hi_Perf_Glass-NC | Lo_Gain_Wndw-NC | Wtr_Cool_Chiller-NC | 65K-135_Wtr_AC-NC | >135K_Air_AC-NC | >135K_Wtr_AC-NC | Hi_Eff_AC_Mtr-NC | Var_Spd_AC_Mtr-NC | DayLt_Cntrl-NC | Lighting-NC | Refrigeration | DayLt & Controls | Perimter Lt Control | Pool HtPmp | DHW HtPmp | bar: 2009 Qtr 1 to 2009 Qtr 2
|  |  | 16 |  |  |  | T8 Lamps: C/I/A - 5 | Emerging Technologies 0.83 |  |  |  |  | Food_Store | New_AC-Ret | New_HtPmp-Ret | Roof_insul-Ret | Wall_insul-Ret | Reduce_Cooling_Load-Ret | Lower_Cond_temp-Ret | IndoorLt | Refrigeration | DayLt & Controls | Perimter Lt Control | Pool HtPmp | DHW HtPmp | bar: 2009 Qtr 1 to 2009 Qtr 2
|  |  | System |  |  |  | High Efficiency Lighting (HID): NR - 16 | All other residential programs 0.80 |  |  |  |  | Restaurant | Economy_cycle-Ret | Evap_Cooling-Ret | New_AC-Ret | New_HtPmp-Ret | IndoorLt | Refrigeration | DayLt & Controls | Perimter Lt Control | Pool HtPmp | DHW HtPmp | bar: 2009 Qtr 1 to 2009 Qtr 2
[7 empty] | High Output T5 Fixture: NR - 16 |  | Electric Rate | Gas Rate |  |  | Fast_Food_Restaurant | Hi_Perf_Glass-NC | Lo_Gain_Wndw-NC | Package_AC-NC | <65K_AC_Split-NC | <65K_AC_Pckg-NC | <65K_EvapCool-NC | 65K-135K_Air_AC-NC | 65K-135_Wtr_AC-NC | DayLt_Cntrl-NC | Lighting-NC | Refrigeration | DayLt & Controls | Perimter Lt Control | Pool HtPmp | DHW HtPmp | bar: 2009 Qtr 1 to 2009 Qtr 2
[7 empty] | Indoor or Outdoor Lighting System Modification: NR - 13.5 | Advanced water heating systems 1.00 | System | System |  |  | Sit_Down_Restaurant | Hi_Perf_Glass-NC | Lo_Gain_Wndw-NC | <65K_AC_Split-NC | <65K_AC_Pckg-NC | <65K_EvapCool-NC | 65K-135K_Air_AC-NC | 65K-135_Wtr_AC-NC | >135K_Air_AC-NC | >135K_Wtr_AC-NC | DayLt_Cntrl-NC | Lighting-NC | Refrigeration | DayLt & Controls | Perimter Lt Control | Pool HtPmp | DHW HtPmp | bar: 2009 Qtr 1 to 2009 Qtr 2
[7 empty] | Lighting Controls: NR - 16 | Agricultural and Dairy Incentives 0.75 | System | System |  |  | Storage_Building | <65K_AC_Split-NC | <65K_AC_Pckg-NC | <65K_EvapCool-NC | >135K_Air_AC-NC | >135K_Wtr_AC-NC | Lighting-NC | Refrigeration | DayLt & Controls | Perimter Lt Control | Pool HtPmp | DHW HtPmp | bar: 2009 Qtr 1 to 2009 Qtr 2
[7 empty] | Daylighting Controls; NR - 16 | Coin Laundry and Dry Cleaner Education 0.70 | System | 0 |  |  | Refrigerated_Warehouse | New_AC-Ret | New_HtPmp-Ret | IndoorLt | Refrigeration | DayLt & Controls | Perimter Lt Control | Pool HtPmp | DHW HtPmp | bar: 2009 Qtr 1 to 2009 Qtr 2
[7 empty] | Lighting Power Density: NR - 11 | Commercial and agricultural information, tools, or design assistance services | System |  |  |  | Non-Refrig._Warehouse | New_AC-Ret | New_HtPmp-Ret | Roof_insul-Ret | Wall_insul-Ret | Reduce_Cooling_Load-Ret | IndoorLt | Occupancy Sensor | Refrigeration | DayLt & Controls | Perimter Lt Control | Pool HtPmp | DHW HtPmp | bar: 2009 Qtr 1 to 2009 Qtr 2
[7 empty] | Exit Sign – CF Hardware Kit/LED/ Electro-Luminescent: NR - 16 | Comprehensive Space Conditioning 1.00 | System |  |  |  | Hotel_Motel | Wtr_Cool_Chiller-NC | Package_AC-NC | >135K_Air_AC-NC | >135K_Wtr_AC-NC | Var_Spd_AC_Mtr-NC | Lighting-NC | Replace_Chiller-Ret | New_AC-Ret | New_HtPmp-Ret | Roof_insul-Ret | Wall_insul-Ret | Reduce_Cooling_Load-Ret | IndoorLt | Occupancy Sensor | Refrigeration | DayLt & Controls | Perimter Lt Control | Pool HtPmp | DHW HtPmp | bar: 2009 Qtr 1 to 2009 Qtr 2
[7 empty] | Occupancy Sensor: NR - 8 | Lodging Education 0.70 |  |  |  |  | Medical_Clinic | Replace_Chiller-Ret | New_AC-Ret | New_HtPmp-Ret | Roof_insul-Ret | Wall_insul-Ret | IndoorLt | Refrigeration | DayLt & Controls | Perimter Lt Control | Pool HtPmp | DHW HtPmp | bar: 2009 Qtr 1 to 2009 Qtr 2
[7 empty] | Photocell: NR - 8 | Express Efficiency (rebates) 0.96 |  |  |  |  | School | Hi_Perf_Glass-NC | Lo_Gain_Wndw-NC | Wtr_Cool_Chiller-NC | Package_AC-NC | >135K_Air_AC-NC | >135K_Wtr_AC-NC | Hi_Eff_AC_Mtr-NC | Var_Spd_AC_Mtr-NC | DayLt_Cntrl-NC | Lighting-NC | Refrigeration | DayLt & Controls | Perimter Lt Control | Pool HtPmp | DHW HtPmp | bar: 2009 Qtr 1 to 2009 Qtr 2
[7 empty] | Time Clock – Lighting: NR - 8 | Energy Management Services, including audits (for small and medium customers) |  |  |  |  | K_thru_12_School | New_AC-Ret | New_HtPmp-Ret | Roof_insul-Ret | Wall_insul-Ret | IndoorLt | Occupancy Sensor | Refrigeration | DayLt & Controls | Perimter Lt Control | Pool HtPmp | DHW HtPmp | bar: 2009 Qtr 1 to 2009 Qtr 2
[7 empty] | Induction Lamps: NR - 2 | Food Services Equipment Retrofit 1.00 |  |  |  |  | College_University | Hi_Perf_Glass-NC | Lo_Gain_Wndw-NC | Wtr_Cool_Chiller-NC | 65K-135K_Air_AC-NC | 65K-135_Wtr_AC-NC | >135K_Air_AC-NC | >135K_Wtr_AC-NC | Hi_Eff_AC_Mtr-NC | Var_Spd_AC_Mtr-NC | DayLt_Cntrl-NC | Lighting-NC | Economy_cycle-Ret | Evap_Cooling-Ret | New_AC-Ret | New_HtPmp-Ret | Roof_insul-Ret | Wall_insul-Ret | Reduce_Cooling_Load-Ret | IndoorLt | Refrigeration | DayLt & Controls | Perimter Lt Control | Pool HtPmp | DHW HtPmp | bar: 2009 Qtr 1 to 2009 Qtr 2
[7 empty] | Induction Fixture: NR - 16 | Industrial Information and Services 0.74 |  |  |  |  | Assembly | Hi_Perf_Glass-NC | Lo_Gain_Wndw-NC | Wtr_Cool_Chiller-NC | >135K_Air_AC-NC | >135K_Wtr_AC-NC | Hi_Eff_AC_Mtr-NC | Var_Spd_AC_Mtr-NC | DayLt_Cntrl-NC | Lighting-NC | Refrigeration | DayLt & Controls | Perimter Lt Control | Pool HtPmp | DHW HtPmp | bar: 2009 Qtr 1 to 2009 Qtr 2
[7 empty] | Delamp/reflectors: C/I - 11 | Large Standard Performance Contract 0.70 |  |  |  |  | Trans_Comm_Util | Replace_Chiller-Ret | New_AC-Ret | New_HtPmp-Ret | Roof_insul-Ret | Wall_insul-Ret | Reduce_Cooling_Load-Ret | IndoorLt | Occupancy Sensor | Refrigeration | DayLt & Controls | Perimter Lt Control | Pool HtPmp | DHW HtPmp | bar: 2009 Qtr 1 to 2009 Qtr 2
[7 empty] | Optical Reflectors- new construction: Ind, NRNC - 12 | All other nonresidential programs 0.80 |  |  |  |  | Misc._Commercial | Economy_cycle-Ret | New_AC-Ret | New_HtPmp-Ret | Roof_insul-Ret | Wall_insul-Ret | Reduce_Cooling_Load-Ret | IndoorLt | Outdoor Lt | DayLt & Controls | Perimter Lt Control | Pool HtPmp | DHW HtPmp | Frig Barrier | Refrigeration | Commercial Whole Building | Occupancy Sensor | bar: 2009 Qtr 1 to 2009 Qtr 2
[7 empty] | Optical Reflectors- retrofit: NR - 10 | New Construction |  |  |  |  | Industrial | Replace_Chiller-Ret | New_AC-Ret | New_HtPmp-Ret | Roof_insul-Ret | Wall_insul-Ret | Reduce_Cooling_Load-Ret | IndoorLt | Industrial | Occupancy Sensor | Refrigeration | DayLt & Controls | Perimter Lt Control | Pool HtPmp | DHW HtPmp | bar: 2009 Qtr 1 to 2009 Qtr 2
[7 empty] | HID fixture: Interior, >= 176 Watts lamp: Ind - 16 | Industrial and Agricultural Process 0.94 |  |  |  |  | Agricultural | Replace_Chiller-Ret | New_AC-Ret | New_HtPmp-Ret | Roof_insul-Ret | Wall_insul-Ret | Reduce_Cooling_Load-Ret | IndoorLt | Ag & Water Pumping | Occupancy Sensor | Refrigeration | DayLt & Controls | Perimter Lt Control | Pool HtPmp | DHW HtPmp | bar: 2009 Qtr 1 to 2009 Qtr 2
[7 empty] | HID fixture: Interior, 251-400 Watt lamp: Com - 16 | Industrial new construction incentives 0.62 |  |  |  |  | Hospital | Hi_Perf_Glass-NC | Lo_Gain_Wndw-NC | Wtr_Cool_Chiller-NC | >135K_Air_AC-NC | >135K_Wtr_AC-NC | Hi_Eff_AC_Mtr-NC | Var_Spd_AC_Mtr-NC | DayLt_Cntrl-NC | Lighting-NC | Replace_Chiller-Ret | New_AC-Ret | New_HtPmp-Ret | Roof_insul-Ret | Wall_insul-Ret | IndoorLt | Refrigeration | DayLt & Controls | Perimter Lt Control | Pool HtPmp | DHW HtPmp | bar: 2009 Qtr 1 to 2009 Qtr 2
[7 empty] | CFL Fixture: Pin based CFL fixture: Com - 12.0 | Savings by Design 0.82
[7 empty] | Screw-in CFL: Education - Primary School: NR - 5.6 | All other new construction programs 0.80
[7 empty] | Screw-in CFL: Education - Secondary School: NR - 3.5 | Large Standard Performance Contract 0.7011
[7 empty] | Screw-in CFL: Education - Community College: NR - 2.1 | Savings by Design 0.8212
Screw-in CFL: Education - University: NR - 2.6
Screw-in CFL: Grocery: NR - 1.4
Screw-in CFL: Health/Medical - Hospital: NR - 0.9
Screw-in CFL: Health/Medical - Nursing Home: NR - 0.9
Screw-in CFL: Lodging - Hotel: NR - 0.9
Screw-in CFL: Lodging - Motel: NR - 0.9
Screw-in CFL: Lodging - Guest Rooms: NR - 7.0
Screw-in CFL: Manufacturing - Light Industrial: NR - 2.8
Screw-in CFL: Office - Large: NR - 2.9
Screw-in CFL: Office - Small: NR - 3.2
Screw-in CFL: Restaurant - Sit-Down: NR - 2.3
Screw-in CFL: Restaurant - Fast-Food: NR - 1.3
Screw-in CFL: Retail - 3-Story Large: NR - 1.9
Screw-in CFL: Retail - Single-Story Large: NR - 1.8
Screw-in CFL: Retail - Small: NR - 2.1
Screw-in CFL: Storage - Conditioned: NR - 2.8
Screw-in CFL: Storage - Unconditioned: NR - 2.8
Screw-in CFL: Warehouse - Refrigerated: NR - 3.1
HVAC/Refrigeration – SPC: NR - 16
Chiller – High Efficiency: NR - 20
Chiller – Variable Speed Drive: NR - 20
Water Cooled Chillers: NR - 20
Air Conditioners – High Efficiency: NR - 15
Packaged HVAC Systems: NR - 15
Install HVAC EMS: Com - 14
AC Packaged Terminal Units: NR - 15
Evaporative Coolers: NR - 15
Boiler – High Efficiency: NR - 20
Cooling Towers/Evaporative Condenser: NR - 15
Heat Pump – Split System: NR - 15
Heat Pump with Integrated Water Heating: NR - 10
Ground Source Heat Pump: NR - 15
Reduce Internal Load: NR - 15
Insulation: NR - 20
Insulation Package: NR - 20
Reflective Window Film: NR - 10
Bypass/Delay Timer(lighting): NR - 8
Set-Back Thermostat: NR - 11
Time Clock - HVAC: NR - 10
HVAC/Space Heating/Efficiency (Gas): NR - 18
Nonresidential Gas – AC: NR - 20
Adjustable speed drive, application unknown: Ag - 10
Adjustable speed drive, application unknown: Com - 10
Adjustable Speed Drive: HVAC fan, 50 HP Max: Com - 10
Pump repair: Ag - 11
Injection molding machines: Ind - 15
Plastic extusion equipment: Ind - 15
Process cooling: Ind - 15
Process equipment insulation: Ind - 15
Horizontal Clothes Washer: NR - 10
Efficient Dishwashing: NR - 5
Water Heater Controls: NR - 15
Cooking measures , Assorted: Com - 12
Water Heater – Gas: NR - 15
Domestic Hot Water Boiler (Gas): NR - 20
Auto Closer for Cooler/Freezer: NR - 8
Door Gaskets: NR - 4
Floating Head Pressure: NR - 16
Heatless Door: NR - 16
Humidistat Control for Anti-Sweat Heater: NR - 12
Insulation on Refrigeration Suction Line: NR - 11
Night Covers for Display Cases: NR - 5
PSC Evaporator Motor – Walkin/ Display: NR - 15
Refrigeration Case Doors – Glass/Acrylic: NR - 12
Refrigerator Case with Doors: NR - 12
Refrigerator Condensate Evaporator – Elec/Non Elec: NR - 8
Strip Curtains for Walk-Ins: NR - 4
Ballast: Electronic, for display case: NR - 11
Defrost: NR - 16
FHP & EFF Conditioner: NR - 16
High-efficiency Liquid Suction Heat Exchangers: NR - 16
Night Shields on Refrigerator and Freezer Cases: NR - 5
Walk-in Refrigerator or Freezer: Evaporative Fan Controller: NR - 5
Multiplec Refrigeration Systems/Supermarket Systems: NR - 10
Kiln/Oven/Furnace: NR - 18
Thermal Night Curtains: NR - 5
Custom Measures – SPC: NR - 15
Local Government Partnership: NR - 11
Audits: NR - 3
Plug Load Sensor: NR - 10
Information: NR - 1
High Efficiency Motors: NR - 15
Process Overhaul: NR - 20
System Controls: NR - 15
RESIDENTIAL MEASURES
****************************************************************
T8 Fixtures ; lamp or ballast: Res - 15
Pin based CFL Fixture: Res - 16
CFL: Indoor Screw in: Res - 9.4
CFL: Outdoor Screw in: Res - 7
Torchiere: Res - 9
Air Conditioners with SEER >= 11.0: Res - 18
Central Air Conditioners: Res - 18
Duct Testing: Res NC - 18
High Energy Efficiency Ducts: Res - 18
Whole House Fan: Res - 15
Evaporative Cooler: Res - 15
Glazing - Low E Double / Low Shade Coefficient: Res - 20
Heat Pump - Electric: Res - 15
Insulation - Ceiling / Floor / Walls: Res - 20
A/C with Integrated Water Heating: Res - 10
Programmable Thermostat: Res - 12
Audits: Res - 3
Gas Cooktops: Res - 20
Gas Dryer Stub: Res - 18
Energy-Efficient Furnaces: Res - 18
Refrigerator Recycling: Res - 10
Refrigerator - Energy Efficient; 20% more efficient: Res - 18
Refrigerators: Res - 18
GENERIC USEFUL LIVES:
****************************************************************
0.1
0.2
0.3
0.4
0.5
0.6
0.7
0.8
0.9
1
1.1
1.2
1.3
1.4
1.5
1.6
1.7
1.8
1.9
2
2.1
2.2
2.3
2.4
2.5
2.6
2.7
2.8
2.9
3
3.1
3.2
3.3
3.4
3.5
3.6
3.7
3.8
3.9
4
4.1
4.2
4.3
4.4
4.5
4.6
4.7
4.8
4.9
5
5.1
5.2
5.3
5.4
5.5
5.6
5.7
5.8
5.9
6
6.1
6.2
6.3
6.4
6.5
6.6
6.7
6.8
6.9
7
7.1
7.2
7.3
7.4
7.5
7.6
7.7
7.8
7.9
8
8.1
8.2
8.3
8.4
8.5
8.6
8.7
8.8
8.9
9
9.1
9.2
9.3
9.4
9.5
9.6
9.7
9.8
9.9
10
10.1
10.2
10.3
10.4
10.5
10.6
10.7
10.8
10.9
11
11.1
11.2
11.3
11.4
11.5
11.6
11.7
11.8
11.9
12
12.1
12.2
12.3
12.4
12.5
12.6
12.7
12.8
12.9
13
13.1
13.2
13.3
13.4
13.5
13.6
13.7
13.8
13.9
14
14.1
14.2
14.3
14.4
14.5
14.6
14.7
14.8
14.9
15
15.1
15.2
15.3
15.4
15.5
15.6
15.7
15.8
15.9
16
16.1
16.2
16.3
16.4
16.5
16.6
16.7
16.8
16.9
17
17.1
17.2
17.3
17.4
17.5
17.6
17.7
17.8
17.9
18
18.1
18.2
18.3
18.4
18.5
18.6
18.7
18.8
18.9
19
19.1
19.2
19.3
19.4
19.5
19.6
19.7
19.8
19.9
20
21
22
23
24
25
26
27
28
29
30